## Description
2025 Wastewater Projection Draft Scenario
For each municipal plants:
Concentration: 2016 annual average concentrations of TN, TP and TSS.
Flow baseline: Average flow of recent 5 years: 2012-2016.
Growth Factors: 1) GIS model provided growth factors for 431 muncipal facilities
2) The county based population estimates from 2016 to 2025 were used for the rest of facilities.
Flow projected = Flow baseline X Growth Factor
Load projection = Flow projected X Concentration X 8.344 X 365
Industrial plants:
Average loads of recent 5 years: 2012-2016
WIP II is the projection ceiling. WIP II numbers will be used if the projected loads are greater.
Examples:
[5 empty] | Growth Rate | FLOW(mgd) 5yrAvg | FLOW(mgd) projected | Progress 2016 |  | Projection 2025 |  | WIP II
STATE | TYPES | FACILITY | NPDES | LOCATION |  |  |  | TN_C (mg/l) | TNL (lbs/yr) | TN_C (mg/l) | TNL (lbs/yr) | TN_C (mg/l) | TNL (lbs/yr)
DC | MUNICIPAL | BLUE PLAINS | DC0021199 | 002 | 5.822% | 121.4083 | 128.4768 | 3.084 | 1084571.4247 | 3.084 | 1206727.0724 | 4.9374 | 1931920.5304
MD | MUNICIPAL | PATAPSCO | MD0021601 | 001 | 5.822% | 58.2817 | 61.6748 | 20.5601 | 3837374.3517 | 4.7345 | 889303.5 | 4.7345 | 889303.5
MD | INDUSTRIAL | UPPER POTOMAC RIVER COMMISSION | MD0021687 | 001 | 0% | 15.4019 | 15.4019 | 1.0115 | 59888.3007 | 1.6543 | 77600.4801 | 1.6888 | 79218.716
Total | [8 empty] | 4981834.0771 |  | 2173631.0526 |  | 2900442.7464
note: the concentrations of WIP II listed in the table are not the originals, but recalculated from WIP loads and projected flows for better comparison with the projections.

## TN Summary
|  |  | TN EOS Load (bs/yr) |  |  | TN Delivered Load (bs/yr)
STATE | SIG/INSIG | TYPE | 2016 | 2025 proj | WIP II | 2016 | 2025 proj | WIP II
DC | SIG | MUNICIPAL | 1127568.4814 | 1312516.7271 | 2065873.3959 | 1127568.4814 | 1312516.7271 | 2065873.3959
DC | INSIG | INDUSTRIAL | 2665.9724 | 3466.5955 | 5984.9427 | 2622.0933 | 3400.0676 | 5838.3386
DC Total |  |  | 1130234.4538 | 1315983.3226 | 2071858.3386 | 1130190.5747 | 1315916.7946 | 2071711.7345
DE | SIG | MUNICIPAL | 30887.4085 | 28135.1282 | 42637.84 | 30206.2153 | 27351.48 | 37351.841
DE | SIG | INDUSTRIAL | 8121.8994 | 2542.1592 | 171818.313 | 7926.3159 | 2480.9415 | 167680.7562
DE | INSIG | MUNICIPAL | 0 |  | 2412.0835 | 0 |  | 2353.9981
DE Total |  |  | 39009.3079 | 30677.2874 | 216868.2365 | 38132.5312 | 29832.4215 | 207386.5953
MD | SIG | MUNICIPAL | 11051197.6637 | 6357313.3371 | 9505924.936 | 10810789.8333 | 6156235.7059 | 9082143.4705
MD | SIG | INDUSTRIAL | 455769.9961 | 398937.5222 | 563621.8336 | 440791.5033 | 380752.4237 | 540471.298
MD | INSIG | MUNICIPAL | 363680.308 | 313641.9031 | 389199.5613 | 288670.32 | 261245.8037 | 318967.6952
MD | INSIG | INDUSTRIAL | 1041381.1966 | 860357.5833 | 1093640.4643 | 907900.7063 | 803420.9451 | 1015495.8567
MD Total |  |  | 12912029.1644 | 7930250.3457 | 11552386.7952 | 12448152.363 | 7601654.8784 | 10957078.3204
NY | SIG | MUNICIPAL | 2734517.2692 | 2439113.4929 | 2753456.406 | 1700582.1441 | 1493142.1346 | 1679153.6393
NY | SIG | INDUSTRIAL | 165941.0063 | 131652.5407 | 160387.4148 | 94590.0539 | 72315.2869 | 82084.9278
NY | INSIG | MUNICIPAL | 213387.616 | 210027.4115 | 213387.616 | 113022.495 | 111130.2927 | 113022.495
NY | INSIG | INDUSTRIAL | 343637.1805 | 343637.1805 | 343637.1805 | 203048.2444 | 203048.2444 | 203048.2444
NY Total |  |  | 3457483.0719 | 3124430.6255 | 3470868.6173 | 2111242.9374 | 1879635.9586 | 2077309.3065
PA | SIG | MUNICIPAL | 7404696.9263 | 6751464.0165 | 10089377.4181 | 5474550.5719 | 4927022.2109 | 7390070.6168
PA | SIG | INDUSTRIAL | 783094.5227 | 827840.7035 | 1296977 | 555216.9742 | 608727.5251 | 979590.3479
PA | INSIG | MUNICIPAL | 1967594.3468 | 1730975.1574 | 1905038.9034 | 1292786.8706 | 1137791.996 | 1242361.8961
PA | INSIG | INDUSTRIAL | 1286797.3805 | 917565.4509 | 865479.1204 | 914229.6627 | 674591.7941 | 636888.6961
PA Total |  |  | 11442183.1763 | 10227845.3283 | 14156872.4419 | 8236784.0794 | 7348133.5261 | 10248911.5569
VA | SIG | MUNICIPAL | 12222890.6651 | 8528978.8986 | 12576745.8022 | 10910789.2886 | 7241394.8765 | 10714971.2852
VA | SIG | INDUSTRIAL | 2157282.8682 | 2099035.4213 | 3284125.7241 | 1811250.6662 | 1776433.9205 | 2836056.8576
VA | INSIG | MUNICIPAL | 801018.8682 | 855036.1045 | 1125707.2879 | 511756.9428 | 544871.8735 | 716103.2119
VA | INSIG | INDUSTRIAL | 1185205.4994 | 1183262.5396 | 1688524.6186 | 831780.8266 | 830417.2515 | 1185011.7163
VA Total |  |  | 16366397.9009 | 12666312.9639 | 18675103.4328 | 14065577.7241 | 10393117.922 | 15452143.0709
WV | SIG | MUNICIPAL | 423914.7646 | 224352.4906 | 259481.712 | 366532.8425 | 189679.8384 | 219190.0067
WV | SIG | INDUSTRIAL | 37146.0398 | 53616.8511 | 125431.3893 | 26669.2215 | 38558.6535 | 86979.5922
WV | INSIG | MUNICIPAL | 176603.6647 | 172983.4521 | 216194.3031 | 141653.8716 | 139400.9238 | 172980.758
WV | INSIG | INDUSTRIAL | 137782.9868 | 138066.3479 | 139054.2177 | 117656.9052 | 117837.1309 | 118589.6679
WV Total |  |  | 775447.4558 | 589019.1416 | 740161.6222 | 652512.8409 | 485476.5466 | 597740.0249
Grand Total |  |  | 46122784.5309 | 35884519.015 | 50884119.4843 | 38682593.0505 | 29053768.0477 | 41612280.6095

## TP Summary
|  |  | TP EOS Load (bs/yr) |  |  | TP Delivered Load (bs/yr)
STATE | SIG/INSIG | TYPE | 2016 | 2025 proj | WIP II | 2016 | 2025 proj | WIP II
DC | SIG | MUNICIPAL | 36593.8648 | 41418.9422 | 92560.0504 | 36593.8648 | 41418.9422 | 92560.0504
DC | INSIG | INDUSTRIAL | 327.1164 | 334.7427 | 520.7809 | 301.4522 | 304.5618 | 457.895
DC Total |  |  | 36920.9812 | 41753.6849 | 93080.8313 | 36895.3171 | 41723.504 | 93017.9455
DE | SIG | MUNICIPAL | 5350.6142 | 5660.1152 | 10659.46 | 5194.2502 | 5480.2332 | 8322.8932
DE | SIG | INDUSTRIAL | 201.4756 | 0 | 0 | 149.2483 | 0 | 0
DE | INSIG | MUNICIPAL | 0 |  | 328.9205 | 0 |  | 243.6564
DE Total |  |  | 5552.0899 | 5660.1152 | 10988.3805 | 5343.4985 | 5480.2332 | 8566.5496
MD | SIG | MUNICIPAL | 459987.1253 | 323946.3242 | 577512.688 | 440429.0894 | 308268.0201 | 535254.3034
MD | SIG | INDUSTRIAL | 21086.7621 | 15766.1076 | 60449.8857 | 15645.5297 | 12078.1267 | 51256.9032
MD | INSIG | MUNICIPAL | 52388.4959 | 43842.0214 | 60856.3029 | 38285.4712 | 31548.11 | 47055.7247
MD | INSIG | INDUSTRIAL | 118364.8332 | 47291.3209 | 62787.7555 | 110624.0555 | 37388.6102 | 48837.7894
MD Total |  |  | 651827.2165 | 430845.7741 | 761606.632 | 604984.1457 | 389282.867 | 682404.7206
NY | SIG | MUNICIPAL | 209845.7858 | 196673.2327 | 207813.6915 | 96790.3264 | 91833.0628 | 96274.7765
NY | SIG | INDUSTRIAL | 4062.2539 | 5166.9979 | 7970.5351 | 1706.757 | 2117.4646 | 3128.8083
NY | INSIG | MUNICIPAL | 11425.2508 | 11231.5002 | 11425.2508 | 3945.0535 | 3877.7273 | 3945.0535
NY | INSIG | INDUSTRIAL | 14076.0667 | 14076.0667 | 14076.0667 | 5793.7293 | 5793.7293 | 5793.7293
NY Total |  |  | 239409.3572 | 227147.7976 | 241285.5441 | 108235.8662 | 103621.9841 | 109142.3676
PA | SIG | MUNICIPAL | 852861.8123 | 836795.2498 | 1311739.5626 | 419377.589 | 408056.4115 | 630498.4083
PA | SIG | INDUSTRIAL | 72446.2516 | 27910.1137 | 42294 | 34179.1189 | 13154.5466 | 19778.1782
PA | INSIG | MUNICIPAL | 276611.0901 | 292544.5282 | 514171.0808 | 109701.8045 | 115634.6211 | 203844.7673
PA | INSIG | INDUSTRIAL | 141259.8705 | 160123.6721 | 282535.5682 | 63466.8038 | 69718.4487 | 119627.6849
PA Total |  |  | 1343179.0244 | 1317373.5639 | 2150740.2117 | 626725.3163 | 606564.0278 | 973749.0388
VA | SIG | MUNICIPAL | 737278.671 | 327786.0043 | 570040.3955 | 688286.0002 | 293779.0165 | 490548.0795
VA | SIG | INDUSTRIAL | 205330.6261 | 184633.7387 | 398501.6124 | 183477.6216 | 164450.303 | 345680.2712
VA | INSIG | MUNICIPAL | 106763.2269 | 113983.7647 | 150032.8132 | 69545.4995 | 74135.2096 | 97414.2594
VA | INSIG | INDUSTRIAL | 220342.5378 | 219981.3205 | 313915.0128 | 142984.7788 | 142750.3775 | 203705.8715
VA Total |  |  | 1269715.0617 | 846384.8282 | 1432489.8339 | 1084293.9001 | 675114.9067 | 1137348.4815
WV | SIG | MUNICIPAL | 51225.0036 | 28167.5843 | 25948.1712 | 36970.3836 | 19839.9095 | 18463.0794
WV | SIG | INDUSTRIAL | 4462.8879 | 5730.2243 | 12543.1389 | 3056.9768 | 3951.5754 | 8623.6455
WV | INSIG | MUNICIPAL | 29306.6981 | 28703.677 | 35315.1545 | 18360.1435 | 18048.4438 | 22213.5613
WV | INSIG | INDUSTRIAL | 2991.0119 | 6751.199 | 9349.0672 | 2021.1401 | 3248.6321 | 4135.7561
WV Total |  |  | 87985.6015 | 69352.6846 | 83155.5318 | 60408.6439 | 45088.5608 | 53436.0423
Grand Total |  |  | 3634589.3325 | 2938518.4484 | 4773346.9653 | 2526886.6878 | 1866876.0835 | 3057665.1459

## TSS Summary
|  |  | TP EOS Load (bs/yr) |  |  | TP Delivered Load (bs/yr)
STATE | SIG/INSIG | TYPE | 2016 | 2025 proj | WIP II | 2016 | 2025 proj | WIP II
DC | SIG | MUNICIPAL | 468876.2462 | 660524.5818 | 3870586.9762 | 468876.2462 | 660524.5818 | 3870586.9762
DC | INSIG | INDUSTRIAL | 7646.2873 | 41609.8848 | 176366.0368 | 4853.7869 | 31895.2848 | 139338.5319
DC Total |  |  | 476522.5335 | 702134.4666 | 4046953.013 | 473730.0332 | 692419.8666 | 4009925.5081
DE | SIG | MUNICIPAL | 7944.8 | 8687.8972 | 117254.06 | 4756.8171 | 5020.4255 | 61360.2346
DE | SIG | INDUSTRIAL | 10914.4944 | 2599.3081 | 749207.76 | 2044.753 | 486.9619 | 140358.7545
DE | INSIG | MUNICIPAL | 0 |  | 2741.004 | 0 |  | 513.5076
DE Total |  |  | 18859.2944 | 11287.2054 | 869202.824 | 6801.5701 | 5507.3874 | 202232.4967
MD | SIG | MUNICIPAL | 6247187.3291 | 6624591.9128 | 52062910.925 | 5725068.0555 | 6086552.1931 | 39629610.835
MD | SIG | INDUSTRIAL | 2922745.5212 | 2786593.5157 | 3304325.3114 | 1787508.5938 | 1551877.7795 | 1754247.7536
MD | INSIG | MUNICIPAL | 3021341.9971 | 2901442.4154 | 1251451.0596 | 1579807.5612 | 1523688.128 | 698830.1743
MD | INSIG | INDUSTRIAL | 4626793.9497 | 4156978.3423 | 8767466.1565 | 3522770.6929 | 3170805.6718 | 5754176.4671
MD Total |  |  | 16818068.7971 | 16469606.1862 | 65386153.4525 | 12615154.9035 | 12332923.7724 | 47836865.23
NY | SIG | MUNICIPAL | 3152276.1404 | 2710880.6839 | 4914620.172 | 721351.4628 | 607817.6856 | 1072421.3462
NY | SIG | INDUSTRIAL | 49273.8854 | 51241.6512 | 204052.52 | 12452.8847 | 11995.7312 | 46265.9165
NY | INSIG | MUNICIPAL | 155905.0183 | 153731.5468 | 155905.0183 | 30776.665 | 30345.8592 | 30776.665
NY | INSIG | INDUSTRIAL | 1487138.6336 | 1487138.6336 | 1487138.6336 | 262167.6693 | 262167.6693 | 262167.6693
NY Total |  |  | 4844593.6777 | 4402992.5155 | 6761716.3439 | 1026748.6818 | 912326.9453 | 1411631.597
PA | SIG | MUNICIPAL | 6604518.4286 | 7034284.8038 | 53778201.1968 | 1827079.368 | 1945770.9202 | 14508164.5409
PA | SIG | INDUSTRIAL | 1365420.5985 | 1342809.3803 | 12208223.5822 | 317509.5717 | 311253.4643 | 3085223.1625
PA | INSIG | MUNICIPAL | 3031964.7853 | 2947304.972 | 3880041.703 | 756213.5979 | 726956.3554 | 979482.145
PA | INSIG | INDUSTRIAL | 14317158.2713 | 15705619.407 | 223013384.7144 | 3589067.8393 | 5073337.8658 | 97408671.2036
PA Total |  |  | 25319062.0838 | 27030018.563 | 292879851.1964 | 6489870.3769 | 8057318.6057 | 115981541.0521
VA | SIG | MUNICIPAL | 11290983.4019 | 11620514.3687 | 91462460.7336 | 7778407.9208 | 7971653.1582 | 54522407.4087
VA | SIG | INDUSTRIAL | 7268491.0342 | 7305449.6464 | 45233751.48 | 3809050.0184 | 3790643.0229 | 18169493.1691
VA | INSIG | MUNICIPAL | 878591.3568 | 936713.4596 | 2395262.8921 | 347533.8954 | 369192.2717 | 955043.7816
VA | INSIG | INDUSTRIAL | 5678604.7799 | 5669295.5917 | 16180255.6179 | 2063854.4987 | 2060471.1306 | 5880615.8627
VA Total |  |  | 25116670.5728 | 25531973.0664 | 155271730.7236 | 13998846.3332 | 14191959.5834 | 79527560.2221
WV | SIG | MUNICIPAL | 249138.6898 | 262646.7017 | 1556890.272 | 130494.7136 | 138099.1723 | 833804.9901
WV | SIG | INDUSTRIAL | 110175.142 | 179675.9821 | 752588.336 | 38787.5281 | 66889.0927 | 300256.8948
WV | INSIG | MUNICIPAL | 302610.4312 | 296554.1452 | 406943.7482 | 148540.3594 | 146390.8338 | 208752.7078
WV | INSIG | INDUSTRIAL | 3730755.4023 | 3721657.0516 | 3723306.8506 | 43368.809 | 43866.1137 | 44793.6248
WV Total |  |  | 4392679.6653 | 4460533.8805 | 6439729.2068 | 361191.41 | 395245.2125 | 1387608.2175
Grand Total |  |  | 76986456.6245 | 78608545.8838 | 531655336.7602 | 34972343.3086 | 36587701.3733 | 250357364.3235

## All Data
[6 empty] | Rate growth | Growth Rate | FLOW(mgd) 5yrAvg | FLOW(mgd) projected | Progress 2016 | [8 empty] | Projection 2025 | [8 empty] | WIP II
STATE | SIG/INSIG | TYPE | FACILITY | NPDES | LOCATION |  |  |  |  | TN_C (mg/l) | TP_C (mg/l) | TSS_C (mg/l) | TNL (lbs/yr) | TPL(lbs/yr) | TSSL(lbs/yr) | TNDL (lbs/yr) | TPDL (lbs/yr) | TSSDL (lbs/yr) | TN_C (mg/l) | TP_C (mg/l) | TSS_C (mg/l) | TNL (lbs/yr) | TPL(lbs/yr) | TSSL(lbs/yr) | TNDL (lbs/yr) | TPDL (lbs/yr) | TSSDL (lbs/yr) | TN_C (mg/l) | TP_C (mg/l) | TSS_C (mg/l) | TNL (lbs/yr) | TPL(lbs/yr) | TSSL(lbs/yr) | TNDL (lbs/yr) | TPDL (lbs/yr) | TSSDL (lbs/yr)
DC | SIG | MUNICIPAL | BLUE PLAINS | DC0021199 | 001 | 1.1536 | 15.36% | 1.4504 | 1.6733 | 20.7593 | 1.5605 | 49.7361 | 42997.0567 | 3232.1819 | 103014.1696 | 42997.0567 | 3232.1819 | 103014.1696 | 20.7593 | 0.84374 | 49.7361 | 105789.6546 | 4299.7216 | 253455.3352 | 105789.6546 | 4299.7216 | 253455.3352 | 26.2859 | 0.84374 | 85.9969 | 133952.8655 | 4299.7216 | 438240.8562 | 133952.8655 | 4299.7216 | 438240.8562
DC | SIG | MUNICIPAL | BLUE PLAINS | DC0021199 | 002 | 1.0582 | 5.822% | 121.4083 | 128.4768 | 3.084 | 0.094865 | 1.0403 | 1084571.4247 | 33361.6829 | 365862.0767 | 1084571.4247 | 33361.6829 | 365862.0767 | 3.084 | 0.094865 | 1.0403 | 1206727.0724 | 37119.2206 | 407069.2466 | 1206727.0724 | 37119.2206 | 407069.2466 | 4.9374 | 0.22557 | 8.772 | 1931920.5304 | 88260.3288 | 3432346.12 | 1931920.5304 | 88260.3288 | 3432346.12
DC | INSIG | INDUSTRIAL | GSA - (WEST HEATING PLANT) | DC0000035 | 001 | 1 | 0% | 0.049034 | 0.049034 | 4.5775 | 0.13463 | 4.5293 | 686.8535 | 20.2016 | 679.6209 | 676.3662 | 19.4445 | 378.9229 | 4.59 | 0.135 | 4.5417 | 685.4461 | 20.1602 | 678.2282 | 674.9802 | 19.4047 | 378.1464
DC | INSIG | INDUSTRIAL | National World War II Memorial | DC0000345 | 001 | 1 | 0% | 0.07692 | 0.07692 | 4.5775 | 0.13463 | 11.3906 | 1035.7509 | 30.4633 | 2577.3821 | 1019.9364 | 29.3216 | 1437.0204 | 4.5929 | 0.13509 | 15.7336 | 1075.9544 | 31.6457 | 3685.8114 | 1059.526 | 30.4598 | 2055.0256 | 5.3085 | 0.15613 | 34.6958 | 1243.5826 | 36.576 | 8127.9905 | 1224.5947 | 35.2052 | 4531.7644
DC | INSIG | INDUSTRIAL | SUPER CONCRETE CORP. | DC0000175 | 001 | 1 | 0% | 0.067278 | 0.067278 | 4.5775 | 0.13463 | 7.8034 | 584.6336 | 17.1951 | 996.6553 | 582.9911 | 17.1196 | 914.45 | 4.5963 | 0.13519 | 15.6866 | 941.776 | 27.6993 | 3214.1472 | 939.1301 | 27.5777 | 2949.0405 | 11.5368 | 0.33932 | 58.8152 | 2363.8693 | 69.5256 | 12051.0982 | 2357.228 | 69.2202 | 11057.1091
DC | INSIG | INDUSTRIAL | WASH AQUEDUCT-DALECARLIA | DC0000019 | 001 | 1 | 0% | 0.34027 | 0.34027 | 0.20943 | 0.044877 | 3.4932 | 33.8617 | 7.2561 | 564.802 | 31.1698 | 5.7319 | 465.2948 | 0.2105 | 0.045108 | 26.7803 | 218.1472 | 46.7458 | 27752.686 | 200.8055 | 36.9263 | 22863.1973 | 0.91957 | 0.19705 | 131.3667 | 952.9557 | 204.2048 | 136136.532 | 877.2003 | 161.3093 | 112151.8973
DC | INSIG | INDUSTRIAL | WASHINGTON NAVY YARD | DC0000141 | 001 | 1 | 0% | 0.11183 | 0.11183 | 1.0665 | 0.95157 | 9.2949 | 282.2355 | 251.815 | 2459.7299 | 275.4736 | 229.6508 | 1417.3852 | 1.45 | 0.61021 | 17.2386 | 493.865 | 207.8329 | 5871.2939 | 482.0329 | 189.5398 | 3383.2515 | 3.9282 | 0.61021 | 57.2075 | 1337.924 | 207.8329 | 19484.3297 | 1305.8696 | 189.5398 | 11227.5742
DC | INSIG | INDUSTRIAL | WMATA-MISSISSIPPI AVE DPS | DC0000337 | 001 | 1 | 0% | 0.0060983 | 0.0060983 | 2.2937 | 0.0099727 | 19.8022 | 42.6371 | 0.18538 | 368.0971 | 36.1562 | 0.18388 | 240.7137 | 2.7679 | 0.035475 | 21.9526 | 51.4068 | 0.65886 | 407.7181 | 43.5929 | 0.65354 | 266.6235 | 4.6634 | 0.14224 | 30.4796 | 86.6112 | 2.6417 | 566.0864 | 73.4462 | 2.6204 | 370.187
DE | SIG | MUNICIPAL | BRIDGEVILLE | DE0020249 | 001 | 1.0858 | 8.578% | 0.06348 | 0.068925 |  |  |  | 0 | 0 | 0 | 0 | 0 | 0 | [9 empty] | 46.4271 | 11.6068 | 174.1018 | 9745.792 | 2436.448 | 36546.72 | 6232.0647 | 1737.2705 | 12030.7616
DE | SIG | MUNICIPAL | LAUREL | DE0020125 | 001 | 1.0858 | 8.578% | 0.36851 | 0.40012 | 3.0943 | 0.1922 | 3.0672 | 3277.67 | 203.5871 | 3248.9949 | 2596.4767 | 47.223 | 61.012 | 3.0943 | 0.1922 | 3.0672 | 3770.6482 | 234.2076 | 3737.6602 | 2987 | 54.3256 | 70.1885 | 6.9979 | 1.7495 | 26.2421 | 8527.568 | 2131.892 | 31978.38 | 6755.2963 | 494.5028 | 600.513
DE | SIG | MUNICIPAL | SEAFORD | DE0020265 | 001 | 1.0858 | 8.578% | 1.0118 | 1.0985 | 8.6995 | 1.6218 | 1.4796 | 27609.7385 | 5147.0271 | 4695.8051 | 27609.7385 | 5147.0271 | 4695.8051 | 7.2824 | 1.6218 | 1.4796 | 24364.48 | 5425.9076 | 4950.237 | 24364.48 | 5425.9076 | 4950.237 | 7.2824 | 1.8206 | 14.5648 | 24364.48 | 6091.12 | 48728.96 | 24364.48 | 6091.12 | 48728.96
DE | SIG | INDUSTRIAL | INVISTA (DUPONT-SEAFORD) | DE0000035 | 001 | 1 | 0% | 6.2141 | 6.2141 | 2.4529 | 0.060849 | 3.2963 | 8121.8994 | 201.4756 | 10914.4944 | 7926.3159 | 149.2483 | 2044.753 | 0.13432 | 0 | 0.13734 | 2542.1592 | 0 | 2599.3081 | 2480.9415 | 0 | 486.9619 | 9.0787 | 0 | 39.5873 | 171818.313 | 0 | 749207.76 | 167680.7562 | 0 | 140358.7545
DE | INSIG | MUNICIPAL | MOBILE GARDENS TRAILER PARK | DE0050725 | 001 | 1.0858 | 8.578% | 0 | 0 |  |  |  | 0 | 0 | 0 | 0 | 0 | 0 | [12 empty] | 2412.0835 | 328.9205 | 2741.004 | 2353.9981 | 243.6564 | 513.5076
MD | SIG | MUNICIPAL | ABERDEEN | MD0021563 | 001 | 1.0243 | 2.427% | 1.794 | 1.8375 | 2.1404 | 0.075003 | 1.0673 | 11219.12 | 393.1311 | 5594.5352 | 10248.5551 | 317.6462 | 2007.952 | 2.1404 | 0.075003 | 1.0673 | 11978.5158 | 419.7413 | 5973.2161 | 10942.2556 | 339.1469 | 2143.8655 | 8.7073 | 0.65305 | 65.305 | 48728.96 | 3654.672 | 365467.2 | 44513.4225 | 2952.9395 | 131170.9657
MD | SIG | MUNICIPAL | ABERDEEN PROVING GROUNDS-ABERDEEN | MD0021237 | 001 | 1.0547 | 5.475% | 0.56748 | 0.59855 | 5.0599 | 0.046901 | 0.86662 | 9958.5624 | 92.3066 | 1705.614 | 9958.5624 | 92.3066 | 1705.614 | 5.0599 | 0.046901 | 0.86662 | 9223.8434 | 85.4965 | 1579.7779 | 9223.8434 | 85.4965 | 1579.7779 | 18.7119 | 1.4034 | 140.3391 | 34110.272 | 2558.2704 | 255827.04 | 34110.272 | 2558.2704 | 255827.04
MD | SIG | MUNICIPAL | ABERDEEN PROVING GROUNDS-EDGEWOOD | MD0021229 | 001 | 1.0547 | 5.475% | 0.80443 | 0.84847 | 4.3449 | 0.17657 | 7.1592 | 6230.4314 | 253.1987 | 10265.9152 | 6230.4314 | 253.1987 | 10265.9152 | 4.3449 | 0.17657 | 7.1592 | 11227.5338 | 456.2761 | 18499.6676 | 11227.5338 | 456.2761 | 18499.6676 | 14.1432 | 1.0607 | 106.0738 | 36546.72 | 2741.004 | 274100.4 | 36546.72 | 2741.004 | 274100.4
MD | SIG | MUNICIPAL | ANNAPOLIS | MD0021814 | 001 | 1.0128 | 1.282% | 8.4872 | 8.596 | 2.0223 | 0.17539 | 1.6393 | 51043.2769 | 4426.8933 | 41378.2882 | 51043.2769 | 4426.8933 | 41378.2882 | 2.0223 | 0.17539 | 1.6393 | 52941.74 | 4591.5437 | 42917.2794 | 52941.74 | 4591.5437 | 42917.2794 | 6.0493 | 0.4537 | 45.37 | 158369.12 | 11877.684 | 1187768.4 | 158369.12 | 11877.684 | 1187768.4
MD | SIG | MUNICIPAL | BACK RIVER | MD0021555 | 001 | 1.0582 | 5.822% | 106.9383 | 113.1644 | 8.3139 | 0.15879 | 4.9863 | 2587663.7337 | 49423.9318 | 1551983.1656 | 2587663.7337 | 49423.9318 | 1551983.1656 | 4.5831 | 0.15879 | 4.9863 | 1579553.9598 | 54727.9114 | 1718535.8204 | 1579553.9598 | 54727.9114 | 1718535.8204 | 4.5831 | 0.22915 | 11.4577 | 1579553.9598 | 78977.7268 | 3948884.8995 | 1579553.9598 | 78977.7268 | 3948884.8995
MD | SIG | MUNICIPAL | BACK RIVER | MD0021555 | 002 | 1.0582 | 5.822% | 38.3806 | 40.6152 | 8.4462 | 0.15763 | 4.9863 | 1013287.6335 | 18910.6914 | 598210.1468 | 1013287.6335 | 18910.6914 | 598210.1468 | 4.9577 | 0.15763 | 4.9863 | 613249.2402 | 19498.0413 | 616790.0416 | 613249.2402 | 19498.0413 | 616790.0416 | 4.9577 | 0.24789 | 37.1829 | 613249.2402 | 30662.4732 | 4599369.3015 | 613249.2402 | 30662.4732 | 4599369.3015
MD | SIG | MUNICIPAL | BALLENGER CREEK | MD0021822 | 001 | 1.0228 | 2.284% | 6.1822 | 6.3235 | 3.3532 | 0.28714 | 0.22275 | 70024.4467 | 5996.2906 | 4651.7725 | 60993.5623 | 3840.9508 | 2543.1233 | 3.3532 | 0.28714 | 0.22275 | 64576.9737 | 5529.8159 | 4289.8931 | 56248.6368 | 3542.1483 | 2345.2839 | 11.3862 | 0.85396 | 85.3962 | 219280.32 | 16446.024 | 1644602.4 | 191000.2646 | 10534.5743 | 899103.8903
MD | SIG | MUNICIPAL | BELTSVILLE USDA EAST | MD0020842 | 001 | 1.033 | 3.304% | 0.25931 | 0.26788 | 6.7121 | 0.46659 | 5.3183 | 6805.9532 | 473.1091 | 5392.6958 | 5428.3151 | 530.7896 | 4874.465 | 6.7121 | 0.46659 | 5.3183 | 5475.9953 | 380.6584 | 4338.9039 | 4367.5628 | 427.0675 | 3921.9411 | 9.2579 | 0.69435 | 69.4345 | 7552.9888 | 566.4742 | 56647.416 | 6024.1383 | 635.5375 | 51203.6755
MD | SIG | MUNICIPAL | BLUE PLAINS | DC0021199 | 002 | 1.0582 | 5.822% | 119.2766 | 126.221 | 3.084 | 0.094865 | 1.0403 | 1116664.4044 | 34348.8708 | 376688.108 | 1116664.4044 | 34348.8708 | 376688.108 | 3.084 | 0.094865 | 1.0403 | 1185539.2984 | 36467.4795 | 399921.9045 | 1185539.2984 | 36467.4795 | 399921.9045 | 5.1845 | 0.23333 | 9.4057 | 1993000 | 89694.9094 | 3615688.832 | 1993000 | 89694.9094 | 3615688.832
MD | SIG | MUNICIPAL | BOONSBORO | MD0020231 | 001 | 1.0701 | 7.008% | 0.38116 | 0.40787 | 3.3085 | 0.097353 | 2.4375 | 3524.3329 | 103.7051 | 2596.571 | 3104.8126 | 76.5056 | 1689.2307 | 3.3085 | 0.097353 | 2.4375 | 4109.7185 | 120.9303 | 3027.857 | 3620.5166 | 89.2131 | 1969.809 | 4.9107 | 0.3679 | 38.9834 | 6100 | 457 | 48424.404 | 5373.8842 | 337.1395 | 31503.0817
MD | SIG | MUNICIPAL | BOWIE | MD0021628 | 001 | 1.0582 | 5.815% | 1.8096 | 1.9148 | 2.7914 | 0.12711 | 2.2934 | 13095.7344 | 596.3379 | 10759.2142 | 10402.7156 | 534.3521 | 3104.7168 | 2.7914 | 0.12711 | 2.2934 | 16279.0894 | 741.2977 | 13374.6 | 12931.4425 | 664.2442 | 3859.4218 | 6.8935 | 0.51701 | 51.7014 | 40201.392 | 3015.1044 | 301510.44 | 31934.3408 | 2701.7022 | 87004.917
MD | SIG | MUNICIPAL | BROADNECK | MD0021644 | 001 | 1.0582 | 5.82% | 4.7535 | 5.0302 | 1.6713 | 0.1222 | 2.1277 | 24880.3144 | 1819.1923 | 31674.4915 | 24880.3144 | 1819.1923 | 31674.4915 | 1.6713 | 0.1222 | 2.1277 | 25604.1319 | 1872.1161 | 32595.965 | 25604.1319 | 1872.1161 | 32595.965 | 4.7712 | 0.35784 | 35.784 | 73093.44 | 5482.008 | 548200.8 | 73093.44 | 5482.008 | 548200.8
MD | SIG | MUNICIPAL | BROADWATER | MD0024350 | 001 | 1.0578 | 5.785% | 0.97656 | 1.0331 | 1.331 | 0.19226 | 1.6336 | 4589.2968 | 662.8899 | 5632.4487 | 4589.2968 | 662.8899 | 5632.4487 | 1.331 | 0.19226 | 1.6336 | 4187.7515 | 604.8897 | 5139.6317 | 4187.7515 | 604.8897 | 5139.6317 | 7.744 | 0.5808 | 58.0802 | 24364.48 | 1827.336 | 182733.6 | 24364.48 | 1827.336 | 182733.6
MD | SIG | MUNICIPAL | BRUNSWICK | MD0020958 | 001 | 1.0744 | 7.444% | 0.52687 | 0.56609 | 2.3011 | 0.2032 | 0.4829 | 3819.7876 | 337.3105 | 801.6081 | 3685.0206 | 238.9789 | 394.3222 | 2.3011 | 0.2032 | 0.4829 | 3967.2556 | 350.3329 | 832.5552 | 3827.2857 | 248.205 | 409.5455 | 9.8924 | 0.74193 | 74.1927 | 17055.136 | 1279.1352 | 127913.52 | 16453.4089 | 906.2461 | 62922.4379
MD | SIG | MUNICIPAL | CAMBRIDGE | MD0021636 | 001 | 1.1106 | 11.06% | 2.5807 | 2.8661 | 2.7779 | 0.27997 | 3.8356 | 21409.2153 | 2157.7923 | 29561.1482 | 21409.2153 | 2157.7923 | 29561.1482 | 2.7779 | 0.27997 | 3.8356 | 24247.6408 | 2443.8715 | 33480.3538 | 24247.6408 | 2443.8715 | 33480.3538 | 11.3045 | 0.84784 | 84.7839 | 98676.144 | 7400.7108 | 740071.08 | 98676.144 | 7400.7108 | 740071.08
MD | SIG | MUNICIPAL | CELANESE | MD0063878 | 001 | 1.0151 | 1.506% | 1.4345 | 1.4561 | 1.7348 | 0.14102 | 5.1847 | 8194.5089 | 666.1266 | 24489.8903 | 6108.5841 | 476.1327 | 9616.1873 | 1.7348 | 0.14102 | 5.1847 | 7693.1676 | 625.3728 | 22991.5951 | 5734.86 | 447.0029 | 9027.8675 | 5.4943 | 0.41207 | 41.207 | 24364.48 | 1827.336 | 182733.6 | 18162.4644 | 1306.14 | 71752.0783
MD | SIG | MUNICIPAL | CENTREVILLE | MD0020834 | 001 | 1.0341 | 3.414% | 0.12605 | 0.13035 | 2.5352 | 0.20153 | 0.84782 | 1147.8337 | 91.2448 | 383.862 | 1034.2329 | 77.7198 | 130.3965 | 2.5352 | 0.20153 | 0.84782 | 1006.4314 | 80.0043 | 336.5739 | 906.8252 | 68.1454 | 114.3329 | 7.567 | 1.1476 | 115.075 | 3004 | 455.5824 | 45683.4 | 2706.695 | 388.0522 | 15518.4774
MD | SIG | MUNICIPAL | CHESAPEAKE BEACH | MD0020281 | 001 | 1.0729 | 7.286% | 0.79022 | 0.8478 | 8.876 | 1.046 | 3.04 | 21371.594 | 2518.5379 | 7319.7657 | 21371.594 | 2518.5379 | 7319.7657 | 7.0772 | 0.53079 | 3.04 | 18273.4 | 1370.5 | 7849.4025 | 18273.4 | 1370.5 | 7849.4025 | 7.0772 | 0.53079 | 53.0787 | 18273.4 | 1370.5 | 137050.2 | 18273.4 | 1370.5 | 137050.2
MD | SIG | MUNICIPAL | CHESTERTOWN | MD0020010 | 001 | 1.0897 | 8.971% | 0.68144 | 0.74257 | 2.2081 | 0.10372 | 4.4604 | 4413.1295 | 207.2886 | 8914.3608 | 4026.5702 | 188.8181 | 3829.7324 | 2.2081 | 0.10372 | 4.4604 | 4993.8412 | 234.5651 | 10087.3773 | 4556.4157 | 213.6642 | 4333.6765 | 8.08 | 0.606 | 60.6 | 18273.36 | 1370.502 | 137050.2 | 16672.7416 | 1248.3834 | 58878.6572
MD | SIG | MUNICIPAL | CONOCOCHEAGUE | MD0063509 | 001 | 1.0152 | 1.525% | 2.319 | 2.3544 | 4.0048 | 0.22157 | 0.59273 | 29163.9121 | 1613.4759 | 4316.3938 | 29150.8896 | 1150.2561 | 2513.9664 | 4.0048 | 0.22157 | 0.59273 | 28715.9738 | 1588.694 | 4250.0968 | 28703.1514 | 1132.5889 | 2475.3535 | 6.9658 | 0.52244 | 52.2437 | 49947.184 | 3746.0388 | 374603.88 | 49924.8812 | 2670.5722 | 218177.8632
MD | SIG | MUNICIPAL | COX CREEK | MD0021661 | 001 | 1.0582 | 5.822% | 9.9459 | 10.525 | 9.9474 | 0.89043 | 10.0581 | 316674.8506 | 28346.7792 | 320201 | 316674.8506 | 28346.7792 | 320201 | 5.7007 | 0.42755 | 10.0581 | 182733.6 | 13705.02 | 322407.302 | 182733.6 | 13705.02 | 322407.302 | 5.7007 | 0.42755 | 42.7555 | 182733.6 | 13705.02 | 1370502 | 182733.6 | 13705.02 | 1370502
MD | SIG | MUNICIPAL | CRISFIELD | MD0020001 | 001 | 1.0645 | 6.449% | 0.53269 | 0.56704 | 3.8168 | 0.16557 | 2.7064 | 6190.2342 | 268.5319 | 4389.2527 | 6190.2342 | 268.5319 | 4389.2527 | 3.8168 | 0.16557 | 2.7064 | 6591.4277 | 285.9357 | 4673.7233 | 6591.4277 | 285.9357 | 4673.7233 | 7.0542 | 0.52907 | 52.9066 | 12182.24 | 913.668 | 91366.8 | 12182.24 | 913.668 | 91366.8
MD | SIG | MUNICIPAL | CUMBERLAND | MD0021598 | 001 | 1.0022 | 0.2222% | 10.1682 | 10.1908 | 2.7537 | 0.11793 | 1.6798 | 90154.2186 | 3861.0639 | 54994.2323 | 85203.9497 | 3265.0692 | 38502.5602 | 2.7537 | 0.11793 | 1.6798 | 85466.1255 | 3660.2854 | 52134.4872 | 80773.2746 | 3095.283 | 36500.3956 | 5.8877 | 0.44158 | 44.1576 | 182733.6 | 13705.02 | 1370502 | 172699.8992 | 11589.5103 | 959515.8177
MD | SIG | MUNICIPAL | DAMASCUS | MD0020982 | 001 | 1.0582 | 5.815% | 0.84091 | 0.88981 | 1.7786 | 0.061264 | 0.99727 | 4381.4586 | 150.9158 | 2456.6405 | 3114.2899 | 94.2507 | 1232.1541 | 1.7786 | 0.061264 | 0.99727 | 4820.0753 | 166.0236 | 2702.5685 | 3426.0536 | 103.6859 | 1355.5019 | 6.743 | 0.50573 | 50.5725 | 18273.36 | 1370.502 | 137050.2 | 12988.4923 | 855.913 | 68738.9815
MD | SIG | MUNICIPAL | DELMAR | MD0020532 | 001 | 1.0938 | 9.381% | 0.56336 | 0.61621 | 2.767 | 0.24794 | 1.278 | 5337.6193 | 478.2778 | 2465.1931 | 2001.5237 | 311.6591 | 261.3289 | 2.767 | 0.24794 | 1.278 | 5192.8789 | 465.3084 | 2398.3444 | 1947.2484 | 303.2078 | 254.2425 | 5.5176 | 0.41382 | 31.7263 | 10354.904 | 776.6178 | 59540.698 | 3882.927 | 506.0657 | 6311.7599
MD | SIG | MUNICIPAL | DENTON | MD0020494 | 001 | 1.1035 | 10.35% | 0.41269 | 0.45541 | 1.7072 | 0.19085 | 4.6256 | 2047.5734 | 228.8968 | 5547.8255 | 2047.5734 | 228.8968 | 5547.8255 | 1.7072 | 0.19085 | 4.6256 | 2367.8598 | 264.7014 | 6415.6299 | 2367.8598 | 264.7014 | 6415.6299 | 7.0267 | 0.527 | 52.7 | 9745.792 | 730.9344 | 73093.44 | 9745.792 | 730.9344 | 73093.44
MD | SIG | MUNICIPAL | DORSEY RUN | MD0063207 | 001 | 1.044 | 4.399% | 1.3536 | 1.4131 | 0.84838 | 0.042025 | 7.9082 | 3862.9032 | 191.3538 | 36008.2817 | 3051.4259 | 184.593 | 12462.7068 | 0.84838 | 0.042025 | 7.9082 | 3651.2067 | 180.8671 | 34034.9404 | 2884.2004 | 174.4769 | 11779.7202 | 5.6612 | 0.42459 | 42.459 | 24364.48 | 1827.336 | 182733.6 | 19246.2514 | 1762.7741 | 63245.3197
MD | SIG | MUNICIPAL | EASTERN CORRECTIONAL INSTITUTE | MD0066613 | 001 | 1.0645 | 6.449% | 0.46868 | 0.4989 | 2.1041 | 0.3403 | 0.27767 | 3469.27 | 561.1045 | 457.8353 | 3191.9948 | 468.5433 | 110.1909 | 2.1041 | 0.31722 | 0.27767 | 3197.0119 | 482 | 421.9057 | 2941.4965 | 402.4881 | 101.5435 | 7.693 | 0.31722 | 68.5505 | 11689 | 482 | 104158.152 | 10754.7777 | 402.4881 | 25068.5861
MD | SIG | MUNICIPAL | EASTON | MD0020273 | 001 | 1.0697 | 6.967% | 2.5558 | 2.7338 | 1.5863 | 0.068434 | 1.9544 | 12775.7629 | 551.1477 | 15740.2468 | 12068.3395 | 497.3379 | 5067.8259 | 1.5863 | 0.068434 | 1.9544 | 13207.7184 | 569.7823 | 16272.4331 | 12476.3767 | 514.1532 | 5239.1718 | 5.8526 | 0.43895 | 43.8948 | 48728.96 | 3654.672 | 365467.2 | 46030.7254 | 3297.8583 | 117668.0491
MD | SIG | MUNICIPAL | ELKTON | MD0020681 | 001 | 1.0369 | 3.692% | 1.8036 | 1.8701 | 1.7232 | 0.072983 | 1.9567 | 8734.7328 | 369.9433 | 9918.179 | 7887.6821 | 333.1603 | 3692.5658 | 1.7232 | 0.072983 | 1.9567 | 9814.6748 | 415.6822 | 11144.4395 | 8862.8967 | 374.3514 | 4149.106 | 6.5236 | 0.48927 | 48.927 | 37155.832 | 2786.6874 | 278668.74 | 33552.6452 | 2509.6107 | 103749.1522
MD | SIG | MUNICIPAL | EMMITSBURG | MD0020257 | 001 | 1.0553 | 5.533% | 0.4629 | 0.48851 | 3.453 | 0.2607 | 2.0003 | 5515.9093 | 416.4545 | 3195.3765 | 3855.8705 | 309.6585 | 1653.2205 | 3.453 | 0.2607 | 2.0003 | 5137.3558 | 387.8735 | 2976.0798 | 3591.2445 | 288.4068 | 1539.761 | 6.1411 | 0.46058 | 46.0581 | 9136.68 | 685.251 | 68525.1 | 6386.9533 | 509.5244 | 35453.4427
MD | SIG | MUNICIPAL | FEDERALSBURG | MD0020249 | 001 | 1.1035 | 10.35% | 0.31615 | 0.34888 | 2.0027 | 0.3808 | 3.9182 | 1904.1306 | 362.0617 | 3725.3957 | 1834.1603 | 300.5889 | 679.2942 | 2.0027 | 0.3808 | 3.9182 | 2127.9127 | 404.6128 | 4163.2213 | 2049.7192 | 335.9155 | 759.128 | 8.599 | 0.64493 | 64.4927 | 9136.68 | 685.251 | 68525.1 | 8800.9381 | 568.9054 | 12494.9695
MD | SIG | MUNICIPAL | FORT DETRICK | MD0020877 | 001 | 1.1539 | 15.39% | 0.79509 | 0.91742 | 1.8488 | 0.04109 | 1.8839 | 4776.6346 | 106.1599 | 4867.3389 | 4096.3634 | 81.2399 | 2633.5273 | 1.8488 | 0.04109 | 1.8839 | 5165.7187 | 114.8072 | 5263.8113 | 4430.0355 | 87.8574 | 2848.043 | 8.7202 | 0.65401 | 65.4011 | 24364.48 | 1827.336 | 182733.6 | 20894.5777 | 1398.3877 | 98870.0247
MD | SIG | MUNICIPAL | FORT MEADE | MD0021717 | 001 | 1.044 | 4.399% | 2.498 | 2.6079 | 2.5856 | 0.088838 | 0.45587 | 51225.4848 | 1760.0558 | 9031.7826 | 40485.4707 | 1533.6311 | 2188.4088 | 2.5856 | 0.088838 | 0.45587 | 20535.9679 | 705.5951 | 3620.7836 | 16230.3652 | 614.8228 | 877.319 | 6.9021 | 0.51766 | 51.7657 | 54820.08 | 4111.506 | 411150.6 | 43326.4175 | 3582.5758 | 99622.1504
MD | SIG | MUNICIPAL | FREDERICK | MD0021610 | 001 | 1.0228 | 2.284% | 6.2473 | 6.3899 | 9.3491 | 0.7451 | 4.1204 | 183316.2507 | 14609.8384 | 80792.0817 | 157209.0044 | 11180.3293 | 43713.4447 | 5.0079 | 0.37559 | 4.1204 | 97457.92 | 7309.344 | 80186.6336 | 83578.3108 | 5593.5508 | 43385.8603 | 5.0079 | 0.37559 | 32.5511 | 97457.92 | 7309.344 | 633476.48 | 83578.3108 | 5593.5508 | 342749.4191
MD | SIG | MUNICIPAL | FREEDOM DISTRICT | MD0021512 | 001 | 1.0385 | 3.851% | 2.1302 | 2.2123 | 8.6213 | 0.30412 | 3.2289 | 55715.7959 | 1965.4234 | 20867.2927 | 30407.7609 | 902.0956 | 5645.5373 | 6.3283 | 0.30412 | 3.2289 | 42637.84 | 2049.0839 | 21755.5334 | 23270.2634 | 940.4944 | 5885.8462 | 6.3283 | 0.47462 | 47.462 | 42637.84 | 3197.838 | 319783.8 | 23270.2634 | 1467.7528 | 86515.8413
MD | SIG | MUNICIPAL | FRUITLAND | MD0052990 | 001 | 1.0938 | 9.381% | 0.48925 | 0.53515 | 2.8639 | 0.69268 | 1.9056 | 4724.1176 | 1142.596 | 3143.2692 | 4724.1176 | 1142.596 | 3143.2692 | 2.8639 | 0.44847 | 1.9056 | 4667.7492 | 730.9344 | 3105.7636 | 4667.7492 | 730.9344 | 3105.7636 | 5.9796 | 0.44847 | 44.8471 | 9745.792 | 730.9344 | 73093.44 | 9745.792 | 730.9344 | 73093.44
MD | SIG | MUNICIPAL | GEORGES CREEK | MD0060071 | 001 | 1.0065 | 0.6489% | 0.76557 | 0.77054 | 2.1554 | 0.15459 | 0.99727 | 5853.1641 | 419.7888 | 2708.1453 | 3290.1609 | 220.0852 | 1523.4609 | 2.1554 | 0.15459 | 0.99727 | 5058.1743 | 362.7722 | 2340.319 | 2843.2839 | 190.1927 | 1316.5411 | 3.1147 | 0.2336 | 23.3602 | 7309.344 | 548.2008 | 54820.08 | 4108.7038 | 287.4085 | 30838.9104
MD | SIG | MUNICIPAL | HAGERSTOWN | MD0021776 | 001 | 1.0153 | 1.526% | 7.0696 | 7.1774 | 2.6122 | 0.75298 | 3.4721 | 56057.1923 | 16158.5231 | 74509.5837 | 53045.1421 | 11920.5174 | 48473.1109 | 2.6122 | 0.33438 | 3.4721 | 57101.934 | 7309.344 | 75898.2239 | 54033.748 | 5392.2727 | 49376.5075 | 4.4584 | 0.33438 | 33.4381 | 97457.92 | 7309.344 | 730934.4 | 92221.3369 | 5392.2727 | 475518.2148
MD | SIG | MUNICIPAL | HAMPSTEAD | MD0022446 | 001 | 1.0205 | 2.048% | 0.58981 | 0.60189 | 23.5213 | 0.24424 | 7.5286 | 40410.9442 | 419.6218 | 12934.5434 | 14018.1176 | 238.2247 | 1199.6091 | 5.9811 | 0.24424 | 7.5286 | 10964.016 | 447.72 | 13800.6509 | 3803.2981 | 254.1765 | 1279.9359 | 5.9811 | 0.44858 | 44.8585 | 10964.016 | 822.3012 | 82230.12 | 3803.2981 | 466.8311 | 7626.3997
MD | SIG | MUNICIPAL | HAVRE DE GRACE | MD0021750 | 001 | 1.0243 | 2.429% | 1.5999 | 1.6388 | 1.7372 | 0.06969 | 3.1892 | 10266.7713 | 411.852 | 18847.4439 | 10266.7713 | 411.852 | 18847.4439 | 1.7372 | 0.06969 | 3.1892 | 8670.5331 | 347.8188 | 15917.1156 | 8670.5331 | 347.8188 | 15917.1156 | 5.5529 | 0.41647 | 41.6471 | 27714.596 | 2078.5947 | 207859.47 | 27714.596 | 2078.5947 | 207859.47
MD | SIG | MUNICIPAL | HURLOCK | MD0022730 | 001 | 1.1106 | 11.06% | 1.1262 | 1.2507 | 2.7308 | 0.054839 | 1.4637 | 10155.9655 | 203.9491 | 5443.6256 | 9497.3512 | 162.9975 | 897.1971 | 2.7308 | 0.054839 | 1.4637 | 10402.1006 | 208.8919 | 5575.5547 | 9727.5243 | 166.9478 | 918.9412 | 5.2769 | 0.39577 | 39.5766 | 20100.696 | 1507.5522 | 150755.22 | 18797.1659 | 1204.8461 | 24846.8874
MD | SIG | MUNICIPAL | INDIAN HEAD | MD0020052 | 001 | 1.058 | 5.8% | 0.38276 | 0.40497 | 1.9695 | 0.1599 | 6.5762 | 2191.6145 | 177.9387 | 7317.9049 | 2110.4768 | 159.2857 | 2716.7261 | 1.9695 | 0.1599 | 6.5762 | 2429.0605 | 197.2171 | 8110.7483 | 2339.132 | 176.5432 | 3011.0642 | 4.9387 | 0.3704 | 37.0402 | 6091.12 | 456.834 | 45683.4 | 5865.6152 | 408.9448 | 16959.6744
MD | SIG | MUNICIPAL | JOPPATOWNE | MD0022535 | 001 | 1.0242 | 2.421% | 0.80459 | 0.82407 | 1.9384 | 0.15659 | 1.0899 | 4605.6368 | 372.0756 | 2589.6856 | 3383.4631 | 216.2353 | 834.4135 | 1.9384 | 0.15659 | 1.0899 | 4864.7712 | 393.0103 | 2735.3932 | 3573.8323 | 228.4017 | 881.3614 | 4.6113 | 0.34585 | 34.5846 | 11573.128 | 867.9846 | 86798.46 | 8502.0275 | 504.4376 | 27967.0267
MD | SIG | MUNICIPAL | KENT ISLAND | MD0023485 | 001 | 1.0541 | 5.408% | 2.0045 | 2.1129 | 1.3857 | 0.088707 | 0.28483 | 7861.0067 | 503.2325 | 1615.8306 | 7861.0067 | 503.2325 | 1615.8306 | 1.3857 | 0.088707 | 0.28483 | 8916.9444 | 570.8297 | 1832.8787 | 8916.9444 | 570.8297 | 1832.8787 | 5.6794 | 0.42595 | 42.5952 | 36546.72 | 2741.004 | 274100.4 | 36546.72 | 2741.004 | 274100.4
MD | SIG | MUNICIPAL | LA PLATA | MD0020524 | 001 | 1.0585 | 5.85% | 1.0949 | 1.159 | 2.6701 | 0.15559 | 1.0797 | 8795.0983 | 512.4971 | 3556.5335 | 7071.4191 | 350.8804 | 1001.0692 | 2.6701 | 0.15559 | 1.0797 | 9424.7155 | 549.1854 | 3811.136 | 7577.6428 | 375.999 | 1072.733 | 5.1769 | 0.38827 | 38.827 | 18273.36 | 1370.502 | 137050.2 | 14692.114 | 938.3123 | 38575.9721
MD | SIG | MUNICIPAL | LEONARDTOWN | MD0024767 | 001 | 1.2164 | 21.64% | 0.40755 | 0.49574 | 3.0315 | 0.45645 | 3.1573 | 4778.8174 | 719.5555 | 4977.1126 | 4256.8339 | 612.085 | 2318.5685 | 3.0315 | 0.4115 | 3.1573 | 4576.9577 | 621.2942 | 4766.8768 | 4077.023 | 528.4997 | 2220.631 | 5.4867 | 0.4115 | 41.1504 | 8283.9232 | 621.2942 | 62129.424 | 7379.0819 | 528.4997 | 28942.7499
MD | SIG | MUNICIPAL | LITTLE PATUXENT | MD0055174 | 001 | 1.0582 | 5.822% | 19.468 | 20.6013 | 1.7295 | 0.29909 | 1.4547 | 108301.4236 | 18729.3421 | 91095.6701 | 85349.1454 | 19815.3448 | 40985.0868 | 1.7295 | 0.29909 | 1.4547 | 108511.834 | 18765.7299 | 91272.6527 | 85514.9637 | 19853.8425 | 41064.7136 | 4.8541 | 0.36405 | 36.4054 | 304556 | 22841.7 | 2284170 | 240011.5666 | 24166.1538 | 1027676.7897
MD | SIG | MUNICIPAL | MARLAY TAYLOR (PINE HILL RUN) | MD0021679 | 001 | 1.2164 | 21.64% | 3.9873 | 4.8501 | 12.1096 | 0.97786 | 9.8833 | 148547.4143 | 11995.3261 | 121237.0684 | 148547.4143 | 11995.3261 | 121237.0684 | 4.9483 | 0.37112 | 9.8833 | 73093.44 | 5482.008 | 145989.2569 | 73093.44 | 5482.008 | 145989.2569 | 4.9483 | 0.37112 | 37.1124 | 73093.44 | 5482.008 | 548200.8 | 73093.44 | 5482.008 | 548200.8
MD | SIG | MUNICIPAL | MARYLAND CITY | MD0062596 | 001 | 1.0582 | 5.819% | 1.1269 | 1.1925 | 2.0618 | 0.096001 | 2.4285 | 7339.7053 | 341.7561 | 8645.3519 | 5473.3744 | 260.5651 | 1326.0648 | 2.0618 | 0.096001 | 2.4285 | 7487.6997 | 348.6471 | 8819.6728 | 5583.737 | 265.819 | 1352.803 | 8.386 | 0.62895 | 62.8951 | 30455.6 | 2284.17 | 228417 | 22711.3888 | 1741.5202 | 35035.6754
MD | SIG | MUNICIPAL | MARYLAND CORRECTIONAL INSTITUTE | MD0023957 | 001 | 1.0152 | 1.523% | 0.95276 | 0.96728 | 3.679 | 0.21589 | 6.2537 | 10652.3492 | 625.1008 | 18107.3478 | 10079.98 | 461.1513 | 11779.9541 | 3.679 | 0.21589 | 6.2537 | 10837.9777 | 635.9938 | 18422.8876 | 10255.6344 | 469.1874 | 11985.2324 | 6.6165 | 0.49624 | 49.6238 | 19491.584 | 1461.8688 | 146186.88 | 18444.2674 | 1078.4545 | 95103.643
MD | SIG | MUNICIPAL | MATTAWOMAN | MD0021865 | 001 | 1.0582 | 5.822% | 10.4825 | 11.0927 | 3.7441 | 0.082166 | 0.73889 | 112993.5494 | 2479.6841 | 22298.9937 | 112993.5494 | 2479.6841 | 22298.9937 | 3.7441 | 0.082166 | 0.73889 | 126489.5302 | 2775.8583 | 24962.3917 | 126489.5302 | 2775.8583 | 24962.3917 | 7.2119 | 0.32454 | 54.0894 | 243644.8 | 10964 | 1827336 | 243644.8 | 10964 | 1827336
MD | SIG | MUNICIPAL | MAYO LARGE COMMUNAL | MD0061794 | 001 | 1.0127 | 1.267% | 0.5283 | 0.53499 | 10.4425 | 0.74049 | 1.6287 | 17297.8087 | 1226.6072 | 2697.9787 | 17297.8087 | 1226.6072 | 2697.9787 | 6.1309 | 0.45982 | 1.6287 | 9989.4368 | 749.2078 | 2653.7908 | 9989.4368 | 749.2078 | 2653.7908 | 6.1309 | 0.45982 | 45.982 | 9989.4368 | 749.2078 | 74920.776 | 9989.4368 | 749.2078 | 74920.776
MD | SIG | MUNICIPAL | MOUNT AIRY | MD0022527 | 001 | 2.34 | 134% | 0.74905 | 1.7528 | 2.9765 | 0.12393 | 1.2697 | 6892.3201 | 286.9702 | 2940.0059 | 3761.5907 | 131.7144 | 795.4033 | 2.7385 | 0.12393 | 1.2697 | 14618.688 | 661.5542 | 6777.6144 | 7978.376 | 303.642 | 1833.6483 | 2.7385 | 0.20539 | 20.539 | 14618.688 | 1096.4016 | 109640.16 | 7978.376 | 503.2295 | 29662.5742
MD | SIG | MUNICIPAL | NORTHEAST RIVER | MD0052027 | 001 | 1.0369 | 3.691% | 1.106 | 1.1468 | 1.4146 | 0.50743 | 3.5907 | 4856.8328 | 1742.1709 | 12327.8595 | 4856.8328 | 1742.1709 | 12327.8595 | 1.4146 | 0.50743 | 3.5907 | 4940.9275 | 1772.3361 | 12541.3129 | 4940.9275 | 1772.3361 | 12541.3129 | 7.7412 | 0.52318 | 78.4771 | 27038 | 1827.336 | 274100.4 | 27038 | 1827.336 | 274100.4
MD | SIG | MUNICIPAL | NSWC-INDIAN HEAD | MD0020885 | 001 | 1.1468 | 14.68% | 0.3298 | 0.3782 | 2.6983 | 0.28916 | 2.8728 | 2867.9837 | 307.3365 | 3053.395 | 2833.7503 | 286.8956 | 1131.9595 | 2.6983 | 0.28916 | 2.8728 | 3108.0785 | 333.0653 | 3309.0117 | 3070.9793 | 310.9132 | 1226.7221 | 5.2881 | 0.39661 | 39.661 | 6091.12 | 456.834 | 45683.4 | 6018.414 | 426.4501 | 16935.8231
MD | SIG | MUNICIPAL | PARKWAY | MD0021725 | 001 | 1.0582 | 5.821% | 6.4886 | 6.8663 | 2.3987 | 0.062322 | 1.0916 | 46897.694 | 1218.4626 | 21341.5322 | 26917.6 | 237.5668 | 433.505 | 2.3987 | 0.062322 | 1.0916 | 50161.4344 | 1303.2588 | 22826.7486 | 28790.8704 | 254.0997 | 463.6738 | 4.3692 | 0.32769 | 32.7688 | 91366.8 | 6852.51 | 685251 | 52441.2773 | 1336.0515 | 13919.3256
MD | SIG | MUNICIPAL | PATAPSCO | MD0021601 | 001 | 1.0582 | 5.822% | 58.2817 | 61.6748 | 20.5601 | 0.94551 | 10.2319 | 3837374.3517 | 176472.7797 | 1909709.6368 | 3837374.3517 | 176472.7797 | 1909709.6368 | 4.7345 | 0.35509 | 10.2319 | 889303.5 | 66697.8 | 1921910.9514 | 889303.5 | 66697.8 | 1921910.9514 | 4.7345 | 0.35509 | 35.5088 | 889303.5 | 66697.8 | 6669776.4 | 889303.5 | 66697.8 | 6669776.4
MD | SIG | MUNICIPAL | PATUXENT | MD0021652 | 001 | 1.0582 | 5.821% | 5.2218 | 5.5258 | 1.7179 | 0.15123 | 1.5988 | 27519.2154 | 2422.5828 | 25611.3948 | 22542.7131 | 2110.9263 | 6205.6634 | 1.7179 | 0.15123 | 1.5988 | 28910.8774 | 2545.0941 | 26906.5773 | 23682.7105 | 2217.6771 | 6519.4872 | 5.4291 | 0.40718 | 40.718 | 91366.8 | 6852.51 | 685251 | 74844.2688 | 5970.9596 | 166036.9174
MD | SIG | MUNICIPAL | PERRYVILLE | MD0020613 | 001 | 1.0369 | 3.691% | 0.72015 | 0.74673 | 3.6485 | 0.25138 | 3.5923 | 7652.6018 | 527.2592 | 7534.6904 | 6843.7624 | 376.613 | 2565.4106 | 3.6485 | 0.25138 | 3.5923 | 8297.4353 | 571.6878 | 8169.5883 | 7420.4404 | 408.3477 | 2781.5806 | 8.8385 | 0.66289 | 66.289 | 20100.696 | 1507.5522 | 150755.22 | 17976.159 | 1076.821 | 51329.1222
MD | SIG | MUNICIPAL | PINEY ORCHARD | MD0059145 | 001 | 1.044 | 4.399% | 0.61487 | 0.64192 | 3.0321 | 0.064983 | 0 | 5841.9267 | 125.2034 | 0 | 4785.4881 | 109.0964 | 0 | 3.0321 | 0.064983 | 0 | 5927.7414 | 127.0426 | 0 | 4855.7843 | 110.699 | 0 | 7.4776 | 0.56082 | 56.082 | 14618.688 | 1096.4016 | 109640.16 | 11975.083 | 955.3535 | 26565.9068
MD | SIG | MUNICIPAL | PISCATAWAY | MD0021539 | 001 | 1.0582 | 5.822% | 23.4142 | 24.7774 | 2.5267 | 0.046745 | 1.201 | 191803.9569 | 3548.4979 | 91169.431 | 191057.5518 | 3282.1306 | 34262.1559 | 2.5267 | 0.046745 | 1.201 | 190665.2646 | 3527.4313 | 90628.1808 | 189923.2907 | 3262.6454 | 34058.7501 | 4.8431 | 0.21794 | 36.3235 | 365467.2 | 16446.024 | 2741004 | 364044.9844 | 15211.5065 | 1030089.8607
MD | SIG | MUNICIPAL | POCOMOKE CITY | MD0022551 | 001 | 1.0793 | 7.933% | 0.87573 | 0.9452 | 5.7963 | 0.26035 | 17.2851 | 20105.8735 | 903.0945 | 59957.9063 | 20105.8735 | 903.0945 | 59957.9063 | 5.7963 | 0.26035 | 17.2851 | 16685.5843 | 749.4655 | 49758.2311 | 16685.5843 | 749.4655 | 49758.2311 | 6.2209 | 0.46657 | 46.6566 | 17907.8928 | 1343.092 | 134309.196 | 17907.8928 | 1343.092 | 134309.196
MD | SIG | MUNICIPAL | POOLESVILLE | MD0023001 | 001 | 1.0519 | 5.189% | 0.60717 | 0.63867 | 3.745 | 0.083599 | 0.437 | 6136.1943 | 136.9788 | 716.0362 | 4292.0242 | 90.5547 | 342.9377 | 3.745 | 0.083599 | 0.437 | 7284.387 | 162.61 | 850.0195 | 5095.1394 | 107.4992 | 407.1075 | 4.6972 | 0.35229 | 35.2292 | 9136.68 | 685.251 | 68525.1 | 6390.7448 | 453.0097 | 32819.3424
MD | SIG | MUNICIPAL | PRINCESS ANNE | MD0020656 | 001 | 1.0645 | 6.449% | 0.46983 | 0.50012 | 4.5849 | 0.11653 | 1.9725 | 6975.6164 | 177.289 | 3000.9346 | 5575.915 | 148.0429 | 722.2592 | 4.5849 | 0.11653 | 1.9725 | 6983.5755 | 177.4912 | 3004.3586 | 5582.2771 | 148.2118 | 723.0833 | 10.0775 | 0.75581 | 75.5813 | 15349.6 | 1151.2217 | 115122.168 | 12269.6061 | 961.3133 | 27707.3847
MD | SIG | MUNICIPAL | SALISBURY | MD0021571 | 001 | 1.0938 | 9.381% | 4.5763 | 5.0056 | 21.797 | 0.55378 | 12.6689 | 166192.272 | 4222.2813 | 96594.6664 | 166192.272 | 4222.2813 | 96594.6664 | 6.7924 | 0.50943 | 12.6689 | 103549.04 | 7766.178 | 193135.4064 | 103549.04 | 7766.178 | 193135.4064 | 6.7924 | 0.50943 | 50.9431 | 103549.04 | 7766.178 | 776617.8 | 103549.04 | 7766.178 | 776617.8
MD | SIG | MUNICIPAL | SENECA CREEK | MD0021491 | 001 | 1.0582 | 5.822% | 14.9777 | 15.8497 | 2.3766 | 0.102 | 0.99727 | 104692.8355 | 4493.219 | 43931.16 | 83210.2988 | 2806.1284 | 22034.1393 | 2.3766 | 0.102 | 0.99727 | 114721.0619 | 4923.6115 | 48139.1998 | 91180.7747 | 3074.9194 | 24144.7263 | 6.5617 | 0.4467 | 49.2124 | 316738.24 | 21562.5648 | 2375536.8 | 251744.8636 | 13466.3646 | 1191475.6799
MD | SIG | MUNICIPAL | SNOW HILL | MD0022764 | 001 | 1.0793 | 7.933% | 0.30478 | 0.32896 | 1.7762 | 0.20325 | 1.3983 | 1645.1808 | 188.2532 | 1295.1115 | 1645.1808 | 188.2532 | 1295.1115 | 1.7762 | 0.20325 | 1.3983 | 1779.5443 | 203.628 | 1400.8845 | 1779.5443 | 203.628 | 1400.8845 | 6.0798 | 0.45599 | 45.5988 | 6091.12 | 456.834 | 45683.4 | 6091.12 | 456.834 | 45683.4
MD | SIG | MUNICIPAL | SOD RUN | MD0056545 | 001 | 1.0243 | 2.433% | 12.2019 | 12.4988 | 2.4875 | 0.17526 | 1.3602 | 90655.7263 | 6387.5009 | 49571.5622 | 90655.7263 | 6387.5009 | 49571.5622 | 2.4875 | 0.17526 | 1.3602 | 94687.3106 | 6671.5618 | 51776.0774 | 94687.3106 | 6671.5618 | 51776.0774 | 6.4006 | 0.48005 | 48.0047 | 243644.8 | 18273.36 | 1827336 | 243644.8 | 18273.36 | 1827336
MD | SIG | MUNICIPAL | SWAN POINT | MD0057525 | 001 | 1.2034 | 20.34% | 0.11291 | 0.13587 | 3.5296 | 0.20673 | 5.3578 | 1322.5571 | 77.4648 | 2007.6177 | 1322.5571 | 77.4648 | 2007.6177 | 3.5296 | 0.20673 | 5.3578 | 1460.582 | 85.5492 | 2217.1369 | 1460.582 | 85.5492 | 2217.1369 | 17.6633 | 1.3247 | 132.4747 | 7309.344 | 548.2008 | 54820.08 | 7309.344 | 548.2008 | 54820.08
MD | SIG | MUNICIPAL | TALBOT COUNTY REGION II | MD0023604 | 001 | 1.0697 | 6.967% | 0.34078 | 0.36452 | 1.5799 | 0.14815 | 1.0234 | 1544.6598 | 144.8492 | 1000.5733 | 1544.6598 | 144.8492 | 1000.5733 | 1.5799 | 0.14815 | 1.0234 | 1753.9123 | 164.4717 | 1136.1193 | 1753.9123 | 164.4717 | 1136.1193 | 7.2424 | 0.54318 | 54.318 | 8040.2784 | 603.0209 | 60302.088 | 8040.2784 | 603.0209 | 60302.088
MD | SIG | MUNICIPAL | TANEYTOWN | MD0020672 | 001 | 1.0814 | 8.142% | 0.83754 | 0.90573 | 5.1212 | 0.63659 | 5.347 | 12620.3592 | 1568.7721 | 13176.6854 | 8539.8514 | 1158.3241 | 7246.0953 | 4.858 | 0.36435 | 5.347 | 13400.464 | 1005.0348 | 14749.3856 | 9067.7269 | 742.081 | 8110.9514 | 4.858 | 0.36435 | 36.4347 | 13400.464 | 1005.0348 | 100503.48 | 9067.7269 | 742.081 | 55268.6639
MD | SIG | MUNICIPAL | THURMONT | MD0021121 | 001 | 1.0202 | 2.019% | 0.75211 | 0.76729 | 1.9663 | 0.11164 | 0.99118 | 4062.328 | 230.6381 | 2047.7269 | 2944.2434 | 164.2626 | 989.0681 | 1.9663 | 0.11164 | 0.99118 | 4594.9583 | 260.8781 | 2316.2137 | 3330.2765 | 185.7999 | 1118.7492 | 5.2131 | 0.39099 | 39.0986 | 12182.24 | 913.668 | 91366.8 | 8829.2918 | 650.7231 | 44130.8765
MD | SIG | MUNICIPAL | US NAVAL ACADEMY | MD0023523 | 001 | 1.044 | 4.399% | 0.078595 | 0.082052 | 13.1626 | 0.31407 | 6.8241 | 3242.3282 | 77.3644 | 1680.9822 | 3217.9174 | 75.3411 | 913.7197 | 13.1626 | 0.31407 | 6.8241 | 3289.2576 | 78.4842 | 1705.3128 | 3264.4935 | 76.4316 | 926.9449 | 48.7496 | 3.6562 | 365.6221 | 12182.24 | 913.668 | 91366.8 | 12090.5224 | 889.7735 | 49663.6119
MD | SIG | MUNICIPAL | WESTERN BRANCH | MD0021741 | 001 | 1.033 | 3.304% | 20.2159 | 20.8838 | 1.4717 | 0.25566 | 2.4553 | 86034.3995 | 14945.5969 | 143536.2415 | 79817.8463 | 13949.5252 | 61207.2408 | 1.4717 | 0.25566 | 2.4553 | 93603.238 | 16260.4292 | 156163.7794 | 86839.7863 | 15176.7285 | 66591.921 | 5.861 | 0.43957 | 43.9574 | 372776.544 | 27958.2408 | 2795824.08 | 345840.9784 | 26094.9219 | 1192205.3692
MD | SIG | MUNICIPAL | WESTMINSTER | MD0021831 | 001 | 1.0143 | 1.43% | 5.0288 | 5.1007 | 5.1041 | 0.22744 | 3.6548 | 76986.1747 | 3430.5656 | 55126.4508 | 61102.0149 | 2388.8107 | 36916.3402 | 3.9211 | 0.22744 | 3.6548 | 60911.2 | 3533.1746 | 56775.2955 | 48343.7067 | 2460.2606 | 38020.5163 | 3.9211 | 0.29408 | 29.4079 | 60911.2 | 4568.34 | 456834 | 48343.7067 | 3181.0788 | 305926.449
MD | SIG | MUNICIPAL | WINEBRENNER WWTP | MD0003221 | 001 | 1.0287 | 2.874% | 0.1844 | 0.1897 | 17.72 | 0.88545 | 1.7219 | 11851.6449 | 592.2146 | 1151.6889 | 9781.4642 | 445.2719 | 837.35 | 17.72 | 0.88545 | 1.7219 | 10237.6027 | 511.5625 | 994.8437 | 8449.3541 | 384.6316 | 723.3136 | 21.0859 | 1.5814 | 158.1441 | 12182.24 | 913.668 | 91366.8 | 10054.3128 | 686.965 | 66429.3829
MD | SIG | INDUSTRIAL | ALLEN FAMILY FOODS | MD0067857 | 001 | 1 | 0% | 0.60923 | 0.60923 | 1.1136 | 0.038484 | 4.9363 | 1963.6535 | 67.8624 | 8704.691 | 1692.2371 | 56.6549 | 2922.7402 | 2.0613 | 0.082962 | 5.9335 | 3824.5868 | 153.9329 | 11009.4187 | 3295.9521 | 128.5109 | 3696.5896 | 2.4253 | 0.19941 | 36.9316 | 4500 | 370 | 68525.1 | 3878.0096 | 308.8944 | 23008.4056
MD | SIG | INDUSTRIAL | CONGOLEUM | MD0001384 | 001 | 1 | 0% | 0.14379 | 0.14379 | 2.7142 | 0.058324 | 6.183 | 1384.3241 | 29.7469 | 3153.5053 | 0 | 0 | 0 | 2.4068 | 0.074014 | 5.852 | 1054.0119 | 32.4133 | 2562.8013 | 0 | 0 | 0 | 9.1445 | 0.36578 | 17.4249 | 4004.7034 | 160.1881 | 7630.9551 | 0 | 0 | 0
MD | SIG | INDUSTRIAL | ERACHEM | MD0001775 | 001 | 1 | 0% | 0.11114 | 0.11114 | 187.191 | 0.50527 | 5.6364 | 69970.0434 | 188.8664 | 2106.8275 | 68668.8035 | 162.7284 | 740.5562 | 40.7699 | 0.17172 | 6.9648 | 13800 | 58.126 | 2357.4971 | 13543.36 | 50.0817 | 828.6673 | 40.7699 | 0.17172 | 65.9166 | 13800 | 58.126 | 22311.7726 | 13543.36 | 50.0817 | 7842.655
MD | SIG | INDUSTRIAL | ISG SPARROWS POINT (BETHLEHEM STEEL CORP) | MD0001201 | 001 | 1 | 0% | 14.9862 | 14.9862 | 0.056095 | 0.0028757 | 7.5239 | 6279.1103 | 321.8932 | 842210.0905 | 6277.9594 | 321.3138 | 639720.5504 | 0.41504 | 0.0061517 | 6.4459 | 18942.902 | 280.7734 | 294201.096 | 18939.4298 | 280.268 | 223467.3856 | 2.8794 | 0.55651 | 6.4459 | 131420 | 25400 | 294201.096 | 131395.9107 | 25354.2825 | 223467.3856
MD | SIG | INDUSTRIAL | MD & VA MILK PRODUCERS | MD0000469 | 001 | 1 | 0% | 0.15306 | 0.15306 | 0 | 0 | 14.959 | 0 | 0 | 10816.177 | 0 | 0 | 4866.334 | 0.23227 | 0.64632 | 15.0151 | 108.2716 | 301.2789 | 6999.2507 | 77.1761 | 318.7483 | 3149.0508 | 11.6508 | 1.165 | 42.3368 | 5431 | 543.0833 | 19735.2288 | 3871.2244 | 574.5734 | 8879.1275
MD | SIG | INDUSTRIAL | NEWPAGE | MD0001422 | 001 | 1 | 0% | 6.6106 | 6.6106 | 1.9148 | 0.089754 | 16.9964 | 5026.8261 | 235.6325 | 44620.7616 | 4407.9438 | 199.3387 | 37470.1187 | 0.63245 | 0.029646 | 24.8382 | 12732.9571 | 596.8574 | 500064.277 | 11165.3275 | 504.9253 | 419927.1184 | 0.63245 | 0.029646 | 25.4139 | 12732.9571 | 596.8574 | 511654.08 | 11165.3275 | 504.9253 | 429659.6124
MD | SIG | INDUSTRIAL | NSWC-INDIAN HEAD | MD0003158 | 001 | 1 | 0% | 0.21475 | 0.21475 | 0.92295 | 0.0887 | 14.959 | 443.7098 | 42.6425 | 7191.5601 | 423.5426 | 38.1724 | 2669.8214 | 0.75999 | 0.25933 | 14.3456 | 497.0568 | 169.6081 | 9382.4774 | 474.4649 | 151.8284 | 3483.1856 | 2.7177 | 1.131 | 67.8616 | 1777.457 | 739.7245 | 44383.4701 | 1696.6693 | 662.1804 | 16477.0837
MD | SIG | INDUSTRIAL | UPPER POTOMAC RIVER COMMISSION | MD0021687 | 001 | 1 | 0% | 15.4019 | 15.4019 | 1.0115 | 0.31564 | 18.5039 | 59888.3007 | 18688.7836 | 1095604.8314 | 48568.8718 | 13358.3354 | 430199.6113 | 1.6543 | 0.26359 | 33.865 | 77600.4801 | 12364.2113 | 1588519.2887 | 62933.2896 | 8837.6689 | 623747.1403 | 1.6888 | 0.65604 | 41.8779 | 79218.716 | 30773 | 1964386.2 | 64245.6643 | 21995.8701 | 771334.8421
MD | SIG | INDUSTRIAL | W R GRACE | MD0000311 | 001 | 1 | 0% | 3.7549 | 3.7549 | 25.068 | 0.12189 | 73.2599 | 310814.0282 | 1511.3347 | 908337.0768 | 310752.1451 | 1508.9861 | 668918.8618 | 23.643 | 0.15818 | 32.4854 | 270377.2558 | 1808.9064 | 371497.4088 | 270323.4237 | 1806.0953 | 273578.6419 | 27.1723 | 0.15818 | 32.4854 | 310737 | 1808.9064 | 371497.4088 | 310675.1323 | 1806.0953 | 273578.6419
MD | INSIG | MUNICIPAL | ANTIETAM | MD0062308 | 001 | 1.1308 | 13.08% | 0.11466 | 0.12966 | 29.6869 | 3.2014 | 4.9673 | 8218.1057 | 886.2338 | 1375.082 | 8068.8767 | 570.3376 | 811.4814 | 15.861 | 2.6435 | 4.9673 | 6263.1792 | 1043.8632 | 1961.4914 | 6149.4488 | 671.7803 | 1157.5411 | 15.861 | 2.6435 | 37.7148 | 6263.1792 | 1043.8632 | 14892.7884 | 6149.4488 | 671.7803 | 8788.7276
MD | INSIG | MUNICIPAL | BARTON BUSINESS PARK WWTP | MD0068896 | 001 | 1.1468 | 14.68% | 0.0060598 | 0.0069491 | 6.4445 | 0.46884 | 5.9725 | 116.5757 | 8.4808 | 108.0381 | 90.4883 | 6.0619 | 42.4222 | 6.4445 | 0.46884 | 5.9725 | 136.3913 | 9.9224 | 126.4025 | 105.8695 | 7.0923 | 49.6331 | 51.8051 | 8.6342 | 86.3419 | 1096.4016 | 182.7336 | 1827.336 | 851.0477 | 130.614 | 717.5208
MD | INSIG | MUNICIPAL | BELTSVILLE USDA WEST | MD0020851 | 001 | 1.033 | 3.304% | 0.09205 | 0.095091 | 8.1522 | 0.86843 | 4.897 | 1196.3901 | 127.4473 | 718.6716 | 1000.0666 | 142.9854 | 649.6083 | 8.1522 | 0.86843 | 4.897 | 2360.9224 | 251.5008 | 1418.2063 | 1973.5033 | 282.1633 | 1281.9186 | 24.9065 | 4.1511 | 63.0975 | 7213.0596 | 1202.1766 | 18273.36 | 6029.4216 | 1348.7435 | 16517.3147
MD | INSIG | MUNICIPAL | BENJAMINS TRAILER PARK | MD0024961 | 001 | 1.1432 | 14.32% |  | 0.04 | 17.3695 | 2.8977 | 30 | 2116 | 353 | 3654.672 | 1903.102 | 275.0114 | 1658.4167 | 17.3695 | 2.8977 | 30 | 2116 | 353 | 3654.672 | 1903.102 | 275.0114 | 1658.4167 | 17.3695 | 2.8977 | 30 | 2116 | 353 | 3654.672 | 1903.102 | 275.0114 | 1658.4167
MD | INSIG | MUNICIPAL | BETTERTON | MD0020575 | 001 | 1.1498 | 14.98% | 0.036042 | 0.041442 | 41.3219 | 3.5521 | 10.6691 | 12590.2763 | 1082.2822 | 3250.7315 | 12590.2763 | 1082.2822 | 3250.7315 | 9.6983 | 1.6164 | 10.6691 | 1224.0695 | 204.0116 | 1346.5973 | 1224.0695 | 204.0116 | 1346.5973 | 9.6983 | 1.6164 | 144.7795 | 1224.0695 | 204.0116 | 18273.36 | 1224.0695 | 204.0116 | 18273.36
MD | INSIG | MUNICIPAL | BLOOMINGTON | MD0060933 | 001 | 1.081 | 8.103% | 0.013854 | 0.014976 | 17.9508 | 3.8594 | 1.7642 | 734.7393 | 157.9689 | 72.2106 | 603.8101 | 85.5686 | 45.8755 | 17.9508 | 3.8594 | 1.7642 | 818.7591 | 176.0332 | 80.4682 | 672.8578 | 95.3536 | 51.1215 | 34.1756 | 5.6959 | 100.1582 | 1558.7925 | 259.7987 | 4568.34 | 1281.0186 | 140.7277 | 2902.2726
MD | INSIG | MUNICIPAL | BOHEMIA MANOR HIGH | MD0023469 | 001 | 1.1432 | 14.32% |  | 0.015 | 8.7179 | 1.453 | 30 | 398.2634 | 66.3772 | 1370.502 | 398.2634 | 66.3772 | 1370.502 | 8.7179 | 1.453 | 30 | 398.2634 | 66.3772 | 1370.502 | 398.2634 | 66.3772 | 1370.502 | 8.7179 | 1.453 | 30 | 398.2634 | 66.3772 | 1370.502 | 398.2634 | 66.3772 | 1370.502
MD | INSIG | MUNICIPAL | BOWLING BROOK PREPARATORY SCHOOL | MD0067571 | 001 | 1.0711 | 7.112% | 0.003914 | 0.0041923 | 0.49863 | 2.9918 | 2.2187 | 6.0682 | 36.409 | 27.0003 | 4.8165 | 23.7324 | 17.473 | 0.49863 | 2.9918 | 2.2187 | 6.3665 | 38.1992 | 28.3278 | 5.0533 | 24.8993 | 18.3321 | 27.4007 | 4.5668 | 178.8986 | 349.8516 | 58.3086 | 2284.17 | 277.688 | 38.0072 | 1478.1801
MD | INSIG | MUNICIPAL | BRETTON WOODS | MD0064777 | 001 | 1.0446 | 4.46% | 0.0076178 | 0.0079576 | 17.9508 | 2.9918 | 2.5658 | 439.1614 | 73.1936 | 62.7719 | 381.6996 | 41.5927 | 33.412 | 17.9508 | 2.9918 | 2.5658 | 435.0441 | 72.5074 | 62.1834 | 378.121 | 41.2028 | 33.0988 | 23.9103 | 3.9851 | 56.5497 | 579.4752 | 96.5792 | 1370.502 | 503.6541 | 54.8818 | 729.4865
MD | INSIG | MUNICIPAL | CECILTON | MD0020443 | 001 | 1.0444 | 4.44% | 0.06405 | 0.066894 | 4.8756 | 1.446 | 8.6999 | 753.2947 | 223.4081 | 1344.15 | 671.8459 | 165.3632 | 449.8726 | 4.8756 | 1.446 | 8.6999 | 993.3097 | 294.5905 | 1772.4237 | 885.9098 | 218.0513 | 593.2112 | 12.1056 | 2.0176 | 22.4235 | 2466.2745 | 411.0458 | 4568.34 | 2199.6128 | 304.2497 | 1528.9745
MD | INSIG | MUNICIPAL | CHARLES COUNTY COMMUNITY COLLEGE | MD0052311 | 001 | 1.1468 | 14.68% | 0.028904 | 0.033147 | 5.2323 | 0.32961 | 3.6658 | 516.451 | 32.5338 | 361.8267 | 412.1689 | 22.2742 | 101.8446 | 5.2323 | 0.32961 | 3.6658 | 528.2033 | 33.2742 | 370.0604 | 421.5481 | 22.7811 | 104.1621 | 19.7791 | 3.2965 | 54.3042 | 1996.6971 | 332.7828 | 5482.008 | 1593.5226 | 227.8393 | 1543.0389
MD | INSIG | MUNICIPAL | CHELTENHAM BOYS VILLAGE | MD0023931 | 001 | 1.0517 | 5.172% | 0.016567 | 0.017424 | 10.8403 | 1.0172 | 1.1066 | 526.2372 | 49.3801 | 53.7187 | 367.3629 | 29.8122 | 15.286 | 10.8403 | 1.0172 | 1.1066 | 575.2388 | 53.9783 | 58.7208 | 401.5706 | 32.5882 | 16.7094 | 40.4761 | 6.746 | 120.5257 | 2147.8567 | 357.9761 | 6395.676 | 1499.4052 | 216.1205 | 1819.9302
MD | INSIG | MUNICIPAL | CHERRY HILL | MD0052825 | 001 | 1.0368 | 3.683% | 0.066734 | 0.069192 | 32.6487 | 0.10185 | 3.5408 | 6696.1375 | 20.8887 | 726.2017 | 5293.223 | 15.0042 | 303.2278 | 28.9471 | 0.10185 | 3.5408 | 6100 | 21.4623 | 746.1437 | 4821.9829 | 15.4162 | 311.5547 | 28.9471 | 2.1687 | 216.7875 | 6100 | 457 | 45683.4 | 4821.9829 | 328.2593 | 19075.2499
MD | INSIG | MUNICIPAL | CHESAPEAKE CITY NORTH | MD0020401 | 001 | 1.0923 | 9.232% | 0.058413 | 0.063806 | 11.3681 | 1.2646 | 20.8514 | 1421.8823 | 158.1767 | 2608.009 | 1421.8823 | 158.1767 | 2608.009 | 11.3681 | 1.2646 | 20.8514 | 2209.1096 | 245.7515 | 4051.9372 | 2209.1096 | 245.7515 | 4051.9372 | 21.1579 | 3.5263 | 35.2632 | 4111.506 | 685.251 | 6852.51 | 4111.506 | 685.251 | 6852.51
MD | INSIG | MUNICIPAL | CHESAPEAKE CITY SOUTH | MD0020397 | 001 | 1.0419 | 4.194% | 0.058546 | 0.061001 | 11.2882 | 0.73656 | 8.7601 | 1804.884 | 117.7686 | 1400.6572 | 1804.884 | 117.7686 | 1400.6572 | 11.2882 | 0.73656 | 8.7601 | 2097.1612 | 136.8396 | 1627.4753 | 2097.1612 | 136.8396 | 1627.4753 | 23.9021 | 3.9837 | 43.2778 | 4440.6062 | 740.101 | 8040.2784 | 4440.6062 | 740.101 | 8040.2784
MD | INSIG | MUNICIPAL | CHESAPEAKE COLLEGE | MD0024384 | 001 | 1.1721 | 17.21% |  | 0.015 | 18 | 3 | 30 | 822.3012 | 137.0502 | 1370.502 | 699.2209 | 59.9129 | 143.7772 | 18 | 3 | 30 | 822.3012 | 137.0502 | 1370.502 | 699.2209 | 59.9129 | 143.7772 | 18 | 3 | 30 | 822.3012 | 137.0502 | 1370.502 | 699.2209 | 59.9129 | 143.7772
MD | INSIG | MUNICIPAL | CHURCH HILL | MD0050016 | 001 | 1.05 | 4.995% | 0.051916 | 0.054509 | 22.7137 | 3.4772 | 7.5236 | 3420.3867 | 523.6219 | 1132.9567 | 2990.1944 | 415.0199 | 348.6812 | 22.7137 | 3.4772 | 7.5236 | 3770.7368 | 577.2565 | 1249.0054 | 3296.4799 | 457.5303 | 384.3966 | 26.4175 | 4.4029 | 44.0292 | 4385.6064 | 730.9344 | 7309.344 | 3834.0155 | 579.3347 | 2249.5398
MD | INSIG | MUNICIPAL | CLEARSPRING | MD0053325 | 001 | 1.0529 | 5.292% | 0.10204 | 0.10744 | 10.5919 | 1.4719 | 3.2344 | 3494.4872 | 485.6175 | 1067.0883 | 3053.9514 | 312.1582 | 555.0524 | 10.5919 | 1.4719 | 3.2344 | 3465.7403 | 481.6226 | 1058.31 | 3028.8285 | 309.5903 | 550.4863 | 16.9549 | 2.8258 | 55.8463 | 5547.7921 | 924.632 | 18273.36 | 4848.4045 | 594.3597 | 9504.9983
MD | INSIG | MUNICIPAL | CLIFFTON ON THE POTOMAC | MD0055557 | 001 | 1.1206 | 12.06% | 0.037288 | 0.041783 | 17.9508 | 2.9918 | 11.5415 | 1982.985 | 330.4975 | 1274.9574 | 1721.9623 | 257.2069 | 438.6358 | 17.9508 | 2.9918 | 11.5415 | 2284.2848 | 380.7141 | 1468.6777 | 1983.6017 | 296.2875 | 505.2833 | 22.1627 | 3.6938 | 50.2598 | 2820.2565 | 470.0427 | 6395.676 | 2449.0227 | 365.8068 | 2200.3658
MD | INSIG | MUNICIPAL | CRESTVIEW | MD0022683 | 001 | 1.1539 | 15.39% | 0.040394 | 0.046609 | 22.8702 | 2.2572 | 4.4881 | 2917.9252 | 287.9932 | 572.6153 | 2186.7087 | 205.1115 | 276.5777 | 13.903 | 2.2572 | 4.4881 | 1973.5229 | 320.4134 | 637.0763 | 1478.9686 | 228.2015 | 307.7128 | 13.903 | 2.3172 | 23.1717 | 1973.5229 | 328.9205 | 3289.2048 | 1478.9686 | 234.2603 | 1588.7116
MD | INSIG | MUNICIPAL | DAN-DEE INC. | MD0023710 | 001 | 1.1539 | 15.39% | 0.0020437 | 0.0023581 | 0 | 0 | 3.05 | 0 | 0 | 25.8989 | 0 | 0 | 14.0129 | 0 | 0 | 3.05 | 0 | 0 | 21.9045 | 0 | 0 | 11.8517 | 21.9834 | 3.6639 | 152.6627 | 157.8818 | 26.3136 | 1096.4016 | 110.3064 | 20.1368 | 593.2201
MD | INSIG | MUNICIPAL | DONALDSON BROWN CENTER | MD0054950 | 001 | 1.0923 | 9.232% | 0.0019458 | 0.0021254 | 17.9508 | 2.9918 | 3.9891 | 82.155 | 13.6925 | 18.2567 | 73.6909 | 10.6674 | 8.2845 | 17.9508 | 2.9918 | 3.9891 | 116.1986 | 19.3664 | 25.8219 | 104.2271 | 15.0878 | 11.7175 | 20.3252 | 3.3875 | 84.6882 | 131.5682 | 21.928 | 548.2008 | 118.0132 | 17.0835 | 248.7625
MD | INSIG | MUNICIPAL | EASTERN CORRECTIONAL CAMP | MD0023876 | 001 | 1.1721 | 17.21% |  | 0.03 | 11.4382 | 1.9064 | 30 | 1045.0684 | 174.1781 | 2741.004 | 882.3658 | 138.0526 | 843.5774 | 11.4382 | 1.9064 | 30 | 1045.0684 | 174.1781 | 2741.004 | 882.3658 | 138.0526 | 843.5774 | 11.4382 | 1.9064 | 30 | 1045.0684 | 174.1781 | 2741.004 | 882.3658 | 138.0526 | 843.5774
MD | INSIG | MUNICIPAL | ELK NECK STATE PARK | MD0023833 | 001 | 1.0923 | 9.232% | 0.017951 | 0.019609 | 80.1428 | 7.8909 | 0.050313 | 4532.2021 | 446.2438 | 2.8453 | 4532.2021 | 446.2438 | 2.8453 | 27.5507 | 4.5918 | 0.050313 | 1645.3214 | 274.2202 | 3.0047 | 1645.3214 | 274.2202 | 3.0047 | 27.5507 | 4.5918 | 165.2318 | 1645.3214 | 274.2202 | 9867.6144 | 1645.3214 | 274.2202 | 9867.6144
MD | INSIG | MUNICIPAL | EMERGENCY MANAGEMENT | MD0025666 | 001 | 1.0446 | 4.46% | 0.0016605 | 0.0017346 | 19.8264 | 1.0794 | 5.5822 | 74.4656 | 4.0541 | 20.9662 | 18.7504 | 1.0555 | 0.96736 | 19.8264 | 1.0794 | 5.5822 | 104.7389 | 5.7023 | 29.4898 | 26.3732 | 1.4846 | 1.3606 | 30.8952 | 5.1492 | 172.9515 | 163.213 | 27.2022 | 913.668 | 41.097 | 7.0823 | 42.1559
MD | INSIG | MUNICIPAL | EWELL | MD0052230 | 001 | 1.0645 | 6.449% | 0.023517 | 0.025034 | 11.8935 | 3.4349 | 13.0948 | 1085.9225 | 313.6195 | 1195.6126 | 1085.9225 | 313.6195 | 1195.6126 | 11.8935 | 2.7367 | 13.0948 | 906.7756 | 208.6488 | 998.3699 | 906.7756 | 208.6488 | 998.3699 | 16.4201 | 2.7367 | 77.8951 | 1251.8929 | 208.6488 | 5938.842 | 1251.8929 | 208.6488 | 5938.842
MD | INSIG | MUNICIPAL | FAIRMOUNT | MD0052256 | 001 | 1.0645 | 6.449% | 0.026382 | 0.028083 | 20.7599 | 0.58856 | 7.55 | 2670.341 | 75.706 | 971.154 | 2670.341 | 75.706 | 971.154 | 20.2431 | 0.58856 | 7.55 | 1731.3619 | 50.3384 | 645.7392 | 1731.3619 | 50.3384 | 645.7392 | 20.2431 | 3.3739 | 53.4132 | 1731.3619 | 288.5603 | 4568.34 | 1731.3619 | 288.5603 | 4568.34
MD | INSIG | MUNICIPAL | FLINTSTONE | MD0055620 | 001 | 1.1335 | 13.35% | 0.042681 | 0.048378 | 16.5447 | 2.9918 | 4.5462 | 1921.6431 | 347.4942 | 528.0334 | 1315.4213 | 118.9434 | 153.4871 | 16.5447 | 2.7905 | 4.5462 | 2437.651 | 411.1506 | 669.8232 | 1668.6439 | 140.7323 | 194.7021 | 16.7432 | 2.7905 | 27.9054 | 2466.9036 | 411.1506 | 4111.506 | 1688.6682 | 140.7323 | 1195.1199
MD | INSIG | MUNICIPAL | FOREST GREEN | MD0053279 | 001 | 1.1432 | 14.32% |  | 0.013 | 15.0673 | 2.5112 | 30 | 596.5503 | 99.4251 | 1187.7684 | 469.5693 | 71.4162 | 495.9565 | 15.0673 | 2.5112 | 30 | 596.5503 | 99.4251 | 1187.7684 | 469.5693 | 71.4162 | 495.9565 | 15.0673 | 2.5112 | 30 | 596.5503 | 99.4251 | 1187.7684 | 469.5693 | 71.4162 | 495.9565
MD | INSIG | MUNICIPAL | FOUNTAINDALE | MD0022721 | 001 | 1.0203 | 2.027% | 0.16132 | 0.1646 | 8.3688 | 2.8348 | 2.6575 | 4313.8238 | 1461.2672 | 1369.8595 | 3274.2003 | 1056.7363 | 787.1101 | 8.3688 | 2.8348 | 2.6575 | 4195.1453 | 1421.066 | 1332.173 | 3184.1231 | 1027.6642 | 765.4557 | 21.8718 | 3.6453 | 36.4531 | 10964.016 | 1827.336 | 18273.36 | 8321.7086 | 1321.4642 | 10499.7233
MD | INSIG | MUNICIPAL | FOXVILLE US NAVAL SUPPORT | MD0025119 | 001 | 1.1539 | 15.39% | 0.034009 | 0.039241 | 17.9508 | 2.9918 | 0.31435 | 1480.4425 | 246.7404 | 25.9248 | 769.1481 | 121.3353 | 10.4674 | 8.2567 | 1.3761 | 0.31435 | 986.7614 | 164.4602 | 37.5675 | 512.6614 | 80.8738 | 15.1682 | 8.2567 | 1.3761 | 13.7612 | 986.7614 | 164.4602 | 1644.6024 | 512.6614 | 80.8738 | 664.0215
MD | INSIG | MUNICIPAL | FUNKSTOWN | MD0020362 | 001 | 1.0148 | 1.485% | 0.069012 | 0.070037 | 2.562 | 0.21346 | 1.9696 | 689.8177 | 57.4735 | 530.3179 | 652.7526 | 42.3995 | 345.0047 | 2.562 | 0.21346 | 1.9696 | 546.4887 | 45.5317 | 420.1295 | 517.125 | 33.5898 | 273.3204 | 17.2482 | 2.8747 | 64.2516 | 3679.0864 | 613.1811 | 13705.02 | 3481.4027 | 452.3579 | 8915.9665
MD | INSIG | MUNICIPAL | GALENA | MD0020605 | 001 | 1.0676 | 6.763% | 0.040974 | 0.043745 | 21.3431 | 5.4924 | 12.98 | 2543.4398 | 654.5225 | 1546.8191 | 2348.5848 | 596.8824 | 853.3635 | 11.5458 | 1.9243 | 12.98 | 1538.2155 | 256.3692 | 1729.293 | 1420.3716 | 233.7923 | 954.0324 | 11.5458 | 1.9243 | 41.1478 | 1538.2155 | 256.3692 | 5482.008 | 1420.3716 | 233.7923 | 3024.3652
MD | INSIG | MUNICIPAL | GORMAN | MD0060950 | 001 | 1.5471 | 54.71% | 0.0020506 | 0.0031724 | 17.9508 | 2.9918 | 0.39533 | 85.9248 | 14.3208 | 1.8923 | 73.5135 | 9.6093 | 0.15928 | 17.9508 | 2.9918 | 0.39533 | 173.4381 | 28.9063 | 3.8197 | 148.3859 | 19.3962 | 0.3215 | 27.9663 | 4.661 | 85.1081 | 270.2061 | 45.0343 | 822.3012 | 231.1763 | 30.2181 | 69.2127
MD | INSIG | MUNICIPAL | GREAT OAKS LANDING | MD0024945 | 001 | 1.0897 | 8.971% | 0.004786 | 0.0052154 | 2.6067 | 0.59504 | 35.2663 | 22.0282 | 5.0284 | 298.0185 | 21.0093 | 4.3862 | 105.1565 | 2.6067 | 0.59504 | 35.2663 | 41.4044 | 9.4515 | 560.1588 | 39.4894 | 8.2444 | 197.6533 | 20.888 | 3.4813 | 80.5313 | 331.7783 | 55.2964 | 1279.1352 | 316.4334 | 48.234 | 451.3458
MD | INSIG | MUNICIPAL | GREEN RIDGE FORESTRY CAMP | MD0024988 | 001 | 1.0384 | 3.84% | 0.0034834 | 0.0036172 | 27.3052 | 3.7098 | 1.1593 | 257.2445 | 34.9507 | 10.9223 | 155.7586 | 7.636 | 1.7569 | 18.2323 | 3.0387 | 1.1593 | 200.8512 | 33.4752 | 12.7716 | 121.6131 | 7.3137 | 2.0544 | 18.2323 | 3.0387 | 66.3506 | 200.8512 | 33.4752 | 730.9344 | 121.6131 | 7.3137 | 117.5748
MD | INSIG | MUNICIPAL | GREENBRIAR STATE PARK | MD0023868 | 001 | 1.1052 | 10.52% | 0.0086078 | 0.0095132 | 19.1005 | 5.3555 | 3.1898 | 511.9885 | 143.553 | 85.5035 | 409.0712 | 105.9024 | 55.6253 | 19.1005 | 5.0175 | 3.1898 | 553.3993 | 145.3731 | 92.4192 | 442.1578 | 107.2451 | 60.1244 | 30.1053 | 5.0175 | 157.676 | 872.2384 | 145.3731 | 4568.34 | 696.9055 | 107.2451 | 2971.9888
MD | INSIG | MUNICIPAL | GREENSBORO | MD0020290 | 001 | 1.1035 | 10.35% | 0.13334 | 0.14714 | 22.6267 | 3.8036 | 6.9809 | 8678.7488 | 1458.9287 | 2677.5979 | 8058.4673 | 1150.3727 | 481.8134 | 13.6122 | 1.0198 | 6.9809 | 6100 | 457 | 3128.33 | 5664.0251 | 360.3468 | 562.9192 | 13.6122 | 1.0198 | 101.9426 | 6100 | 457 | 45683.4 | 5664.0251 | 360.3468 | 8220.3806
MD | INSIG | MUNICIPAL | HANCOCK | MD0024562 | 001 | 1.1386 | 13.86% | 0.24292 | 0.27659 | 15.4744 | 2.542 | 15.3164 | 12386.2065 | 2034.7286 | 12259.7474 | 14045.2274 | 1722.659 | 13461.3743 | 15.2208 | 2.5368 | 15.3164 | 12821.6079 | 2136.9346 | 12902.1781 | 14538.9469 | 1809.1896 | 14166.7722 | 15.2208 | 2.5368 | 41.216 | 12821.6079 | 2136.9346 | 34719.384 | 14538.9469 | 1809.1896 | 38122.3697
MD | INSIG | MUNICIPAL | HAPPY TRAILS CAMPGROUND | MD0065757 | 001 | 1.1052 | 10.52% | 0.0025683 | 0.0028384 | 15.0535 | 2.9918 | 10.6313 | 127.2101 | 25.2823 | 89.8398 | 117.8513 | 16.7577 | 68.0801 | 15.0535 | 2.9918 | 10.6313 | 130.1304 | 25.8627 | 91.9022 | 120.5567 | 17.1424 | 69.6429 | 23.3478 | 3.8913 | 264.2333 | 201.8308 | 33.6385 | 2284.17 | 186.9821 | 22.2964 | 1730.9296
MD | INSIG | MUNICIPAL | HARBOUR VIEW | MD0024023 | 001 | 1.0752 | 7.523% | 0.024313 | 0.026142 | 17.9508 | 2.9918 | 5.0158 | 1084.987 | 180.8312 | 303.1681 | 1084.987 | 180.8312 | 303.1681 | 5.7792 | 0.96321 | 5.0158 | 460.1292 | 76.6882 | 399.3482 | 460.1292 | 76.6882 | 399.3482 | 5.7792 | 0.96321 | 74.5922 | 460.1292 | 76.6882 | 5938.842 | 460.1292 | 76.6882 | 5938.842
MD | INSIG | MUNICIPAL | HEBRON | MD0059617 | 001 | 1.0938 | 9.381% | 0.060413 | 0.066081 | 6.7306 | 2.9775 | 14.9677 | 1227.4693 | 543.0108 | 2729.6904 | 1133.135 | 471.6352 | 636.2955 | 6.7306 | 2.1247 | 14.9677 | 1354.5423 | 427.5966 | 3012.2798 | 1250.4421 | 371.3915 | 702.1675 | 12.7481 | 2.1247 | 45.8531 | 2565.5797 | 427.5966 | 9228.0468 | 2368.408 | 371.3915 | 2151.0734
MD | INSIG | MUNICIPAL | HOLIDAY MOBILE ESTATES | MD0053082 | 001 | 1.0444 | 4.442% |  | 0.125 | 16.3685 | 2.7281 | 30 | 6231.397 | 1038.5662 | 11420.85 | 3905.646 | 400.352 | 2332.062 | 16.3685 | 2.7281 | 30 | 6231.397 | 1038.5662 | 11420.85 | 3905.646 | 400.352 | 2332.062 | 16.3685 | 2.7281 | 30 | 6231.397 | 1038.5662 | 11420.85 | 3905.646 | 400.352 | 2332.062
MD | INSIG | MUNICIPAL | HUNTER HILL APARTMENTS | MD0022926 | 001 | 1.1052 | 10.52% | 0.0051722 | 0.0057162 | 13.1382 | 2.1698 | 6.9483 | 157.6332 | 26.0333 | 83.3666 | 132.2752 | 19.5738 | 60.6127 | 13.1382 | 2.1698 | 6.9483 | 228.723 | 37.7738 | 120.9635 | 191.9291 | 28.4012 | 87.948 | 94.4685 | 15.7447 | 157.4475 | 1644.6024 | 274.1004 | 2741.004 | 1380.0405 | 206.0895 | 1992.8815
MD | INSIG | MUNICIPAL | HYATTSTOWN WWTP | MD0067768 | 001 | 1.064 | 6.4% | 0.0045491 | 0.0048403 | 38.6054 | 5.9951 | 5.4766 | 501.9511 | 77.9493 | 71.2077 | 355.8384 | 35.3317 | 39.6386 | 18.3159 | 3.0526 | 5.4766 | 270 | 45 | 80.7326 | 191.4058 | 20.3969 | 44.9408 | 18.3159 | 3.0526 | 123.9603 | 270 | 45 | 1827.336 | 191.4058 | 20.3969 | 1017.2078
MD | INSIG | MUNICIPAL | I-70 REST AREA | MD0023680 | 001 | 1.1539 | 15.39% | 0.0081084 | 0.0093559 | 56.4535 | 3.0374 | 0.49346 | 1703.9133 | 91.6774 | 14.894 | 1110.5486 | 62.4102 | 8.6377 | 53.8696 | 3.0374 | 0.49346 | 1534.9622 | 86.5486 | 14.0608 | 1000.4325 | 58.9186 | 8.1544 | 53.8696 | 8.9783 | 89.7826 | 1534.9622 | 255.827 | 2558.2704 | 1000.4325 | 174.1564 | 1483.6462
MD | INSIG | MUNICIPAL | JEFFERSON | MD0020737 | 001 | 1.0895 | 8.947% | 0.16196 | 0.17645 | 9.87 | 2.6916 | 2.9616 | 4354.6585 | 1187.5456 | 1306.6787 | 3424.6056 | 858.7906 | 750.8069 | 9.87 | 2.6916 | 2.9616 | 5304.0223 | 1446.4437 | 1591.5492 | 4171.2076 | 1046.0165 | 914.4911 | 21.4988 | 3.5831 | 51.006 | 11553.1971 | 1925.5328 | 27410.04 | 9085.7052 | 1392.4767 | 15749.5849
MD | INSIG | MUNICIPAL | KENNEDYVILLE | MD0052671 | 001 | 2.0393 | 103.9% | 0.011146 | 0.02273 | 3.7376 | 0.57695 | 2.2453 | 130.7468 | 20.1827 | 78.5454 | 107.7428 | 17.3243 | 34.191 | 3.7376 | 0.57695 | 2.2453 | 258.7389 | 39.9402 | 155.4359 | 213.2156 | 34.2835 | 67.6616 | 20.2091 | 3.3682 | 65.9911 | 1399.0084 | 233.1681 | 4568.34 | 1152.8626 | 200.1449 | 1988.608
MD | INSIG | MUNICIPAL | KITZMILLER | MD0060941 | 001 | 1.0459 | 4.594% | 0.0097982 | 0.010248 | 23.1464 | 2.453 | 2.4721 | 849.5994 | 90.0379 | 90.7385 | 699.0356 | 55.9788 | 6.9004 | 23.1464 | 2.453 | 2.4721 | 722.4495 | 76.563 | 77.1587 | 594.4188 | 47.6011 | 5.8677 | 32.0259 | 5.3377 | 117.0914 | 999.5977 | 166.5996 | 3654.672 | 822.4516 | 103.5791 | 277.9258
MD | INSIG | MUNICIPAL | LITTLE ORLEANS CAMPGROUND | MD0062375 | 001 | 1.0384 | 3.84% | 0 | 0 |  |  |  | 0 | 0 | 0 | 0 | 0 | 0 | [12 empty] | 54.8201 | 9.1367 | 91.3668 | 38.6413 | 1.9962 | 14.6968
MD | INSIG | MUNICIPAL | LYONS CREEK MOBILE | MD0053511 | 001 | 1.044 | 4.399% | 0.052076 | 0.054367 | 24.9577 | 1.1967 | 2.0136 | 4528.6355 | 217.1476 | 365.3721 | 3709.2201 | 171.8946 | 184.6334 | 24.9577 | 1.1967 | 2.0136 | 4132.4542 | 198.1507 | 333.408 | 3384.7242 | 156.8567 | 168.481 | 25.2759 | 4.2126 | 68.9756 | 4185.1252 | 697.5209 | 11420.85 | 3427.8649 | 552.1595 | 5771.2958
MD | INSIG | MUNICIPAL | MANCHESTER | MD0022578 | 001 | 1.0256 | 2.564% | 0.43943 | 0.45069 | 19.0401 | 0.1847 | 23.6205 | 27176.9395 | 263.6336 | 33714.8582 | 3397.3333 | 48.9987 | 105.7773 | 3.9793 | 0.084035 | 23.6205 | 5462 | 115.3475 | 32421.8504 | 682.7934 | 21.4384 | 101.7206 | 3.9793 | 0.084035 | 33.2821 | 5462 | 115.3475 | 45683.4 | 682.7934 | 21.4384 | 143.3276
MD | INSIG | MUNICIPAL | MANCHESTER PARK | MD0023108 | 001 | 1.0368 | 3.682% | 0.026322 | 0.027291 | 19.1173 | 2.9199 | 51.3689 | 2786.1931 | 425.5545 | 7486.6278 | 2299.0353 | 305.6722 | 3126.0654 | 19.1173 | 2.9199 | 38.4744 | 1588.9504 | 242.6914 | 3197.838 | 1311.127 | 174.3232 | 1335.2675 | 19.4754 | 3.2459 | 38.4744 | 1618.7201 | 269.7867 | 3197.838 | 1335.6916 | 193.7855 | 1335.2675
MD | INSIG | MUNICIPAL | MAPLE HILL PARK | MD0053171 | 001 | 1.1432 | 14.32% |  | 0.016 | 7.3955 | 1.2326 | 30 | 360.3746 | 60.0624 | 1461.8688 | 300.7172 | 46.0019 | 663.7231 | 7.3955 | 1.2326 | 30 | 360.3746 | 60.0624 | 1461.8688 | 300.7172 | 46.0019 | 663.7231 | 7.3955 | 1.2326 | 30 | 360.3746 | 60.0624 | 1461.8688 | 300.7172 | 46.0019 | 663.7231
MD | INSIG | MUNICIPAL | MES-GRUMMAN | MD0067903 | 001 | 1.0284 | 2.837% | 0.0028998 | 0.002982 | 4.5066 | 2.9918 | 0.49551 | 36.7598 | 24.4037 | 4.0418 | 29.6837 | 15.2446 | 0.90949 | 4.5066 | 2.9918 | 0.49551 | 40.9289 | 27.1714 | 4.5002 | 33.0503 | 16.9735 | 1.0126 | 30.1697 | 5.065 | 50.3013 | 274 | 46 | 456.834 | 221.2568 | 28.7354 | 102.7967
MD | INSIG | MUNICIPAL | MIDDLETOWN | MD0024406 | 001 | 1.0202 | 2.018% | 0.23238 | 0.23707 | 14.1406 | 1.2762 | 4.0283 | 11072.7309 | 999.362 | 3154.3195 | 7739.1491 | 680.3239 | 1829.3196 | 14.1406 | 1.2762 | 4.0283 | 10209.8222 | 921.4808 | 2908.5003 | 7136.0297 | 627.3056 | 1686.7589 | 18.9814 | 3.1633 | 31.6357 | 13705 | 2284 | 22841.7 | 9578.9412 | 1554.8518 | 13246.8413
MD | INSIG | MUNICIPAL | MIDDLETOWN-EAST | MD0067628 | 001 | 1.0201 | 2.007% | 0.17309 | 0.17656 | 10.0265 | 3.0946 | 1.1669 | 5286.3516 | 1631.5904 | 615.244 | 3904.5871 | 1179.908 | 353.5142 | 10.0265 | 2.7411 | 1.1669 | 5391.5785 | 1474 | 627.4907 | 3982.3094 | 1065.9442 | 360.551 | 16.4431 | 2.7411 | 42.4778 | 8842 | 1474 | 22841.7 | 6530.848 | 1065.9442 | 13124.6541
MD | INSIG | MUNICIPAL | MILL BOTTOM | MD0065439 | 001 | 2.3407 | 134.1% | 0.062369 | 0.14599 | 14.2852 | 3.3212 | 16.9792 | 2476.732 | 575.8286 | 2943.8216 | 1565.4002 | 368.8496 | 1609.3868 | 7.8098 | 1.3016 | 16.9792 | 3472.3218 | 578.7203 | 7549.0961 | 2194.6554 | 370.7019 | 4127.0897 | 7.8098 | 1.3016 | 20.5499 | 3472.3218 | 578.7203 | 9136.68 | 2194.6554 | 370.7019 | 4995.0216
MD | INSIG | MUNICIPAL | MILLINGTON | MD0020435 | 001 | 1.104 | 10.4% | 0.068037 | 0.075112 | 6.3186 | 0.21022 | 0.95579 | 1451.1788 | 48.2809 | 219.514 | 831.804 | 37.5594 | 28.6935 | 6.3186 | 0.21022 | 0.95579 | 1445.4281 | 48.0896 | 218.6441 | 828.5078 | 37.4106 | 28.5798 | 14.6183 | 2.4364 | 41.9376 | 3344.0249 | 557.3375 | 9593.514 | 1916.7682 | 433.5729 | 1254.005
MD | INSIG | MUNICIPAL | MT CARMEL WOODS | MD0053228 | 001 | 2.4496 | 145% | 0.0077006 | 0.018863 | 5.2897 | 0.57355 | 7.2136 | 122.414 | 13.2729 | 166.9361 | 94.5307 | 9.0873 | 46.988 | 5.2897 | 0.57355 | 7.2136 | 303.8896 | 32.9497 | 414.4144 | 234.67 | 22.559 | 116.6466 | 20.0243 | 3.3374 | 33.3983 | 1150.3769 | 191.7295 | 1918.7028 | 888.3457 | 131.2673 | 540.0636
MD | INSIG | MUNICIPAL | MYERSVILLE | MD0020699 | 001 | 1.0446 | 4.464% | 0.17358 | 0.18133 | 3.5717 | 1.8675 | 1.2867 | 1239.8489 | 648.2726 | 446.6627 | 853.327 | 441.3169 | 259.038 | 3.5717 | 1.8675 | 1.2867 | 1972.5062 | 1031.353 | 710.6067 | 1357.579 | 702.102 | 412.11 | 22.2775 | 3.7138 | 49.6323 | 12303 | 2051 | 27410.04 | 8467.5499 | 1396.2351 | 15896.2095
MD | INSIG | MUNICIPAL | NATIONAL INSTITUTE OF HEALTH | MD0020931 | 001 | 1.0446 | 4.46% | 0.064971 | 0.067869 | 13.2963 | 18.1046 | 2.6233 | 3388.0323 | 4613.2259 | 668.435 | 2482.0567 | 3127.3281 | 263.6978 | 13.2963 | 2.7232 | 2.6233 | 2748.322 | 562.8794 | 542.2247 | 2013.4079 | 381.5787 | 213.9078 | 16.3392 | 2.7232 | 44.2031 | 3377.2764 | 562.8794 | 9136.68 | 2474.177 | 381.5787 | 3604.4225
MD | INSIG | MUNICIPAL | NATIONAL WILDLIFE VISITOR CENTER | MD0065358 | 001 | 1.033 | 3.304% | 0.0040189 | 0.0041516 | 3.255 | 0.49105 | 10.1276 | 115.2265 | 17.3827 | 358.5091 | 66.1359 | 3.3891 | 7.2823 | 3.255 | 0.49105 | 10.1276 | 41.157 | 6.2088 | 128.0534 | 23.6226 | 1.2105 | 2.6011 | 6.256 | 1.0427 | 289.0428 | 79.1017 | 13.1836 | 3654.672 | 45.4015 | 2.5704 | 74.2364
MD | INSIG | MUNICIPAL | NAVAL RESEARCH LAB | MD0020168 | 001 | 1.0729 | 7.286% | 0.013626 | 0.014619 | 3.1802 | 0.142 | 1.0393 | 52.411 | 2.3402 | 17.1273 | 52.411 | 2.3402 | 17.1273 | 3.1802 | 0.142 | 1.0393 | 141.5967 | 6.3223 | 46.2722 | 141.5967 | 6.3223 | 46.2722 | 21.5171 | 3.5862 | 123.125 | 958.0273 | 159.6712 | 5482.008 | 958.0273 | 159.6712 | 5482.008
MD | INSIG | MUNICIPAL | NEW GERMANY STATE PARK | MD0023981 | 001 | 1.0459 | 4.594% | 0.0023544 | 0.0024626 | 19.2772 | 2.9918 | 0.32834 | 118.0639 | 18.3234 | 2.0109 | 74.0078 | 6.4802 | 0.079402 | 10.6986 | 1.7831 | 0.32834 | 80.238 | 13.373 | 2.4625 | 50.2968 | 4.7294 | 0.097232 | 10.6986 | 1.7831 | 73.0949 | 80.238 | 13.373 | 548.2008 | 50.2968 | 4.7294 | 21.6461
MD | INSIG | MUNICIPAL | NEW MARKET | MD0020729 | 001 | 1.1539 | 15.39% | 0 | 0 |  |  |  | 0 | 0 | 0 | 0 | 0 | 0 | [12 empty] | 7953.405 | 1325.5675 | 21928.032 | 5550.6789 | 849.0982 | 11988.0519
MD | INSIG | MUNICIPAL | NEW WINDSOR | MD0022586 | 001 | 1.0724 | 7.237% | 0.083099 | 0.089112 | 6.2715 | 0.11448 | 1.3661 | 1691.713 | 30.8803 | 368.5128 | 1321.9653 | 21.5029 | 246.7807 | 6.2715 | 0.11448 | 1.3661 | 1702.054 | 31.0691 | 370.7654 | 1330.0462 | 21.6344 | 248.2892 | 11.7098 | 1.9526 | 43.7651 | 3178 | 529.9274 | 11877.684 | 2483.4034 | 369.0051 | 7954.0877
MD | INSIG | MUNICIPAL | NORTH CAROLINE HIGH | MD0023621 | 001 | 1.1035 | 10.35% | 0.0018249 | 0.0020138 | 17.9508 | 2.9918 | 18.1938 | 98.4509 | 16.4085 | 99.7834 | 95.1622 | 13.0762 | 23.7475 | 17.9508 | 2.9918 | 18.1938 | 110.0956 | 18.3493 | 111.5858 | 106.418 | 14.6228 | 26.5564 | 22.0497 | 3.675 | 357.5311 | 135.2348 | 22.5391 | 2192.8032 | 130.7175 | 17.9618 | 521.8672
MD | INSIG | MUNICIPAL | NORTHERN HIGH SCHOOL | MD0052167 | 001 | 1.0729 | 7.286% | 0.0077333 | 0.0082968 | 4.4855 | 4.9732 | 2.1849 | 92.5093 | 102.5695 | 45.0618 | 79.5201 | 51.289 | 9.1256 | 4.4855 | 4.9732 | 2.1849 | 113.3406 | 125.666 | 55.2088 | 97.4265 | 62.8382 | 11.1805 | 34.6741 | 5.779 | 144.6336 | 876.1627 | 146.0271 | 3654.672 | 753.141 | 73.0196 | 740.1193
MD | INSIG | MUNICIPAL | NOTCHCLIFF | MD0022951 | 001 | 1.0313 | 3.126% |  | 0.02 | 18 | 3 | 30 | 1096.4016 | 182.7336 | 1827.336 | 888.6413 | 114.1505 | 411.1866 | 18 | 3 | 30 | 1096.4016 | 182.7336 | 1827.336 | 888.6413 | 114.1505 | 411.1866 | 18 | 3 | 30 | 1096.4016 | 182.7336 | 1827.336 | 888.6413 | 114.1505 | 411.1866
MD | INSIG | MUNICIPAL | OLD SOUTH MOUNTAIN INN | MD0055425 | 001 | 1.1539 | 15.39% | 0.0012101 | 0.0013963 | 17.9505 | 2.9918 | 4.3354 | 113.7531 | 18.9592 | 27.4735 | 74.5552 | 12.9067 | 15.933 | 17.9505 | 2.9918 | 4.3354 | 76.3355 | 12.7228 | 18.4364 | 50.0312 | 8.6612 | 10.692 | 31.0921 | 5.182 | 386.7318 | 132.2212 | 22.0369 | 1644.6024 | 86.6595 | 15.0018 | 953.7726
MD | INSIG | MUNICIPAL | OLDTOWN | MD0024759 | 001 | 1.0393 | 3.932% | 0.013593 | 0.014127 | 17.186 | 2.1441 | 4.6259 | 384.3589 | 47.9526 | 103.4573 | 288.1907 | 14.2029 | 25.1175 | 15.3576 | 2.1441 | 4.6259 | 660.7587 | 92.2507 | 199.0301 | 495.4342 | 27.3233 | 48.3208 | 15.3576 | 2.5596 | 84.9433 | 660.7587 | 110.1265 | 3654.672 | 495.4342 | 32.6179 | 887.2869
MD | INSIG | MUNICIPAL | OXFORD | MD0022543 | 001 | 1.0697 | 6.967% | 0.083928 | 0.089775 | 2.1169 | 1.5781 | 16.3373 | 578.4958 | 431.2506 | 4464.5571 | 578.4958 | 431.2506 | 4464.5571 | 2.1169 | 1.5781 | 16.3373 | 578.7915 | 431.4711 | 4466.839 | 578.7915 | 431.4711 | 4466.839 | 22.7738 | 3.7956 | 69.5074 | 6226.6804 | 1037.7801 | 19004.2944 | 6226.6804 | 1037.7801 | 19004.2944
MD | INSIG | MUNICIPAL | PHEASANT RIDGE | MD0024546 | 001 | 2.3419 | 134.2% | 0.025059 | 0.058686 | 3.5751 | 0.16943 | 0.99727 | 239.8047 | 11.3652 | 66.8938 | 126.1079 | 5.2164 | 18.0978 | 3.5751 | 0.16943 | 0.99727 | 638.9752 | 30.2833 | 178.243 | 336.0225 | 13.8995 | 48.2227 | 8.3209 | 1.3868 | 63.8995 | 1487.2142 | 247.869 | 11420.85 | 782.0922 | 113.7676 | 3089.8515
MD | INSIG | MUNICIPAL | PINTO | MD0022748 | 001 | 1.0384 | 3.84% | 0.23227 | 0.24119 | 12.8196 | 3.532 | 18.811 | 9241.8062 | 2546.2843 | 13561.0735 | 7367.6928 | 1820.0286 | 5324.8839 | 12.8196 | 3.532 | 18.811 | 9416.7859 | 2594.4944 | 13817.8319 | 7507.1889 | 1854.4881 | 5425.7025 | 23.1893 | 3.8649 | 55.9721 | 17034 | 2839 | 41115.06 | 13579.7349 | 2029.2554 | 16144.2176
MD | INSIG | MUNICIPAL | PITTSVILLE | MD0060348 | 001 | 1.0938 | 9.381% | 0.098261 | 0.10748 | 22.6835 | 3.3304 | 2.829 | 7567.3468 | 1111.0325 | 943.7778 | 3109.2639 | 955.8685 | 168.6737 | 14.4594 | 2.4099 | 2.829 | 4733.0579 | 788.843 | 926.0355 | 1944.7141 | 678.6752 | 165.5028 | 14.4594 | 2.4099 | 32.0993 | 4733.0579 | 788.843 | 10507.182 | 1944.7141 | 678.6752 | 1877.8631
MD | INSIG | MUNICIPAL | PLEASANT BRANCH | MD0065269 | 001 | 1.1539 | 15.39% | 0.05298 | 0.061131 | 9.4452 | 3.014 | 3.186 | 1751.8553 | 559.033 | 590.9221 | 1169.4892 | 358.0911 | 323.057 | 9.4452 | 3.0092 | 3.186 | 1758.4894 | 560.2432 | 593.1598 | 1173.9178 | 358.8663 | 324.2804 | 18.055 | 3.0092 | 49.0747 | 3361.4595 | 560.2432 | 9136.68 | 2244.0154 | 358.8663 | 4995.0216
MD | INSIG | MUNICIPAL | PLESANT VALLEY | MD0066745 | 001 | 1.0711 | 7.112% | 0.0040207 | 0.0043067 | 17.9525 | 2.9918 | 5.1025 | 279.8331 | 46.6346 | 79.535 | 189.5696 | 30.3977 | 51.4704 | 17.9525 | 2.9918 | 5.1025 | 235.4682 | 39.2411 | 66.9255 | 159.5151 | 25.5785 | 43.3102 | 42.3602 | 7.06 | 132.3529 | 555.606 | 92.601 | 1735.9692 | 376.3886 | 60.3599 | 1123.4169
MD | INSIG | MUNICIPAL | POINT LOOKOUT STATE PARK | MD0023949 | 001 | 1.2164 | 21.64% | 0.024614 | 0.029941 | 17.9508 | 2.9918 | 4.58 | 1141.1588 | 190.1931 | 291.1555 | 1109.4602 | 173.7655 | 136.6796 | 13.1145 | 2.1858 | 4.58 | 1195.8551 | 199.3092 | 417.6283 | 1162.6371 | 182.0942 | 196.0507 | 13.1145 | 2.1858 | 250.4965 | 1195.8551 | 199.3092 | 22841.7 | 1162.6371 | 182.0942 | 10722.7688
MD | INSIG | MUNICIPAL | POINT OF ROCKS | MD0020800 | 001 | 1.1115 | 11.15% | 0.15057 | 0.16737 | 19.751 | 2.16 | 7.6035 | 9308.4195 | 1017.9688 | 3583.4393 | 8426.3447 | 712.1853 | 1724.6198 | 12.7685 | 2.1281 | 7.6035 | 6508.5275 | 1084.7546 | 3875.7663 | 5891.7731 | 758.9095 | 1865.3095 | 12.7685 | 2.1281 | 41.2261 | 6508.5275 | 1084.7546 | 21014.364 | 5891.7731 | 758.9095 | 10113.6884
MD | INSIG | MUNICIPAL | PORT DEPOSIT | MD0020796 | 001 | 1.0369 | 3.69% | 0.052627 | 0.054569 | 13.6197 | 1.3353 | 11.5919 | 1570.8521 | 154.0084 | 1336.9741 | 1570.8521 | 154.0084 | 1336.9741 | 13.6197 | 1.3353 | 11.5919 | 2263.4766 | 221.9142 | 1926.4765 | 2263.4766 | 221.9142 | 1926.4765 | 49.479 | 8.2465 | 82.465 | 8223.012 | 1370.502 | 13705.02 | 8223.012 | 1370.502 | 13705.02
MD | INSIG | MUNICIPAL | POTOMAC WATER FILTRATION PLANT | MD0051586 | 001 | 1.0446 | 4.46% | 13.7559 | 14.3695 | 1.6628 | 0.15088 | 61.2124 | 75763.3848 | 6874.3577 | 2789009.3583 | 65850.1673 | 3906.4012 | 1484525.2277 | 1.6628 | 0.15088 | 61.2124 | 72770.9061 | 6602.8364 | 2678849.929 | 63249.2378 | 3752.1073 | 1425889.9092
MD | INSIG | MUNICIPAL | PRESTON | MD0020621 | 001 | 1.1035 | 10.35% | 0.061747 | 0.068138 | 8.3983 | 2.2577 | 46.8749 | 1995.9368 | 536.5783 | 11140.3264 | 1799.7761 | 445.1839 | 1824.9392 | 8.3983 | 2.2577 | 46.8749 | 1742.7956 | 468.525 | 9727.418 | 1571.5136 | 388.722 | 1593.4853 | 16.8103 | 2.8017 | 50.6325 | 3488.4443 | 581.4074 | 10507.182 | 3145.6 | 482.3773 | 1721.2214
MD | INSIG | MUNICIPAL | QUEENSTOWN | MD0023370 | 001 | 1.0557 | 5.565% | 0.059751 | 0.063077 | 8.731 | 1.3615 | 4.7633 | 1910.5808 | 297.9225 | 1042.3308 | 1910.5808 | 297.9225 | 1042.3308 | 8.731 | 1.3615 | 4.7633 | 1677.2619 | 261.5404 | 915.0421 | 1677.2619 | 261.5404 | 915.0421 | 31.7537 | 2.3789 | 237.8057 | 6100 | 457 | 45683.4 | 6100 | 457 | 45683.4
MD | INSIG | MUNICIPAL | RAWLINGS HEIGHTS | MD0023213 | 001 | 1 | 0% | 0.071117 | 0.071117 | 3.8347 | 0.46379 | 4.6586 | 1114.4969 | 134.7926 | 1353.9342 | 852.3951 | 96.3468 | 531.6351 | 3.8347 | 0.46379 | 4.6586 | 830.5683 | 100.4529 | 1009.0066 | 635.2394 | 71.8016 | 396.196 | 27.897 | 4.6495 | 60.3234 | 6042.2153 | 1007.0359 | 13065.4524 | 4621.2376 | 719.8073 | 5130.2736
MD | INSIG | MUNICIPAL | RICHLYN MANOR | MD0022713 | 001 | 1.0284 | 2.837% | 0.059729 | 0.061424 | 13.3933 | 2.0943 | 17.2159 | 2541.0707 | 397.3379 | 3266.3172 | 2175.2225 | 248.2101 | 734.9858 | 13.3933 | 2.0943 | 17.2159 | 2505.4727 | 391.7716 | 3220.5591 | 2144.7496 | 244.7329 | 724.6893 | 26.3743 | 4.3957 | 43.9571 | 4933.8072 | 822.3012 | 8223.012 | 4223.4669 | 513.6773 | 1850.3398
MD | INSIG | MUNICIPAL | RIDGELY | MD0020427 | 001 | 1.1035 | 10.35% | 0.094686 | 0.10449 | 8.4101 | 2.9918 | 38.9207 | 2046.5995 | 728.0557 | 9471.3662 | 924.1304 | 612.5037 | 1444.1768 | 8.4101 | 1.4173 | 38.9207 | 2676.2618 | 451 | 12385.3524 | 1208.4508 | 379.4204 | 1888.4962 | 16.3943 | 1.4173 | 57.4237 | 5217 | 451 | 18273.36 | 2355.7067 | 379.4204 | 2786.289
MD | INSIG | MUNICIPAL | RISING SUN | MD0020265 | 001 | 1.0831 | 8.311% | 0.20805 | 0.22534 | 3.5817 | 0.22024 | 9.446 | 3252.6289 | 200.0039 | 8578.1927 | 2906.2046 | 153.1833 | 3894.7026 | 3.5817 | 0.22024 | 9.446 | 2458.0816 | 151.1473 | 6482.7248 | 2196.2813 | 115.7639 | 2943.3105 | 8.8883 | 0.6659 | 66.5654 | 6100 | 457 | 45683.4 | 5450.3138 | 350.017 | 20741.3453
MD | INSIG | MUNICIPAL | ROCK HALL | MD0020303 | 001 | 1.0172 | 1.723% | 0.25533 | 0.25973 | 9.073 | 0.22819 | 5.4985 | 5832.8231 | 146.6975 | 3534.8492 | 5559.1745 | 140.3006 | 2045.4356 | 9.073 | 0.22819 | 5.4985 | 7176.9566 | 180.503 | 4349.4306 | 6840.2476 | 172.6319 | 2516.792 | 19.7513 | 3.2919 | 32.9188 | 15623.7228 | 2603.9538 | 26039.538 | 14890.7312 | 2490.4053 | 15067.7422
MD | INSIG | MUNICIPAL | ROCKY GAP STATE PARK | MD0051667 | 001 | 1.0384 | 3.84% | 0.044921 | 0.046646 | 6.4623 | 2.9918 | 5.5779 | 1058.349 | 489.9764 | 913.5011 | 677.7296 | 235.3165 | 434.1319 | 6.4623 | 2.9918 | 5.5779 | 918.047 | 425.0218 | 792.4012 | 587.8851 | 204.1213 | 376.5804 | 23.0603 | 3.8434 | 66.2441 | 3275.9941 | 545.999 | 9410.7804 | 2097.8319 | 262.222 | 4472.3752
MD | INSIG | MUNICIPAL | ROCKY GAP WATER TREATMENT PLANT | MD0067750 | 001 | 1.0384 | 3.84% | 0 | 0 |  |  |  | 0 | 0 | 0 | 0 | 0 | 0
MD | INSIG | MUNICIPAL | RUNNYMEADE SCHOOL | MD0065927 | 001 | 1.0711 | 7.112% | 0.0015651 | 0.0016764 | 18.0692 | 2.9918 | 5.14 | 59.8682 | 9.9127 | 17.0301 | 43.281 | 6.4614 | 11.0209 | 18.0692 | 2.9918 | 5.14 | 92.2556 | 15.2752 | 26.243 | 66.6951 | 9.9568 | 16.9829 | 36.6116 | 6.1019 | 357.902 | 186.9275 | 31.1546 | 1827.336 | 135.1369 | 20.3074 | 1182.5441
MD | INSIG | MUNICIPAL | SANDY HOOK | MD0064530 | 001 | 1.2667 | 26.67% | 0.0039184 | 0.0049634 | 9.1223 | 2.6532 | 8.4895 | 109.45 | 31.8332 | 101.8577 | 107.6382 | 21.2079 | 73.788 | 9.1223 | 2.6532 | 8.4895 | 137.8948 | 40.1063 | 128.3294 | 135.6122 | 26.7197 | 92.9646 | 24.6002 | 4.1 | 181.3284 | 371.8629 | 61.9771 | 2741.004 | 365.7073 | 41.2905 | 1985.6436
MD | INSIG | MUNICIPAL | SHARPTOWN | MD0052175 | 001 | 1.0938 | 9.381% | 0.12478 | 0.13648 | 14.0777 | 1.4231 | 4.2654 | 4367.6411 | 441.5255 | 1323.3589 | 4367.6411 | 441.5255 | 1323.3589 | 14.0777 | 1.4231 | 4.2654 | 5851.6068 | 591.5399 | 1772.9881 | 5851.6068 | 591.5399 | 1772.9881 | 15.5909 | 2.5985 | 32.9714 | 6480.5962 | 1080.0994 | 13705.02 | 6480.5962 | 1080.0994 | 13705.02
MD | INSIG | MUNICIPAL | SHEPPARD PRATT WESTERN MIDDLE | MD0067521 | 001 | 1.1539 | 15.39% | 0.0042967 | 0.0049578 | 21.7413 | 2.9918 | 6.0705 | 270.0042 | 37.155 | 75.3889 | 222.1369 | 26.8692 | 43.3178 | 15.2273 | 2.5379 | 6.0705 | 229.9208 | 38.3201 | 91.6595 | 189.1596 | 27.7118 | 52.6668 | 15.2273 | 2.5379 | 60.511 | 229.9208 | 38.3201 | 913.668 | 189.1596 | 27.7118 | 524.9862
MD | INSIG | MUNICIPAL | SIDELING HILL REST AREA | MD0062821 | 001 | 1.1052 | 10.52% | 0.0058262 | 0.0064391 | 16.2698 | 2.3239 | 3.0626 | 391.8702 | 55.9716 | 73.7654 | 320.701 | 23.7517 | 34.1255 | 16.2698 | 2.3239 | 3.0626 | 319.06 | 45.5719 | 60.0596 | 261.1142 | 19.3386 | 27.7849 | 20.5503 | 3.4251 | 116.4768 | 403.0025 | 67.1671 | 2284.17 | 329.8115 | 28.5025 | 1056.7072
MD | INSIG | MUNICIPAL | SMITHSBURG | MD0024317 | 001 | 1.0156 | 1.562% | 0.24067 | 0.24442 | 10.9017 | 2.9523 | 1.8679 | 7465.7565 | 2021.8438 | 1279.1944 | 6204.6415 | 1491.5611 | 832.1954 | 10.9017 | 2.9523 | 1.8679 | 8115.273 | 2197.7431 | 1390.4836 | 6744.4418 | 1621.3261 | 904.5959 | 18.0117 | 3.0019 | 40.8716 | 13408.033 | 2234.6722 | 30425.1444 | 11143.1493 | 1648.5695 | 19793.4457
MD | INSIG | MUNICIPAL | SPRING MEADOWS | MD0024953 | 001 | 2.5921 | 159.2% | 0.0076087 | 0.019723 | 11.2323 | 0 | 2.9136 | 249.3272 | 0 | 64.6743 | 236.0964 | 0 | 21.9406 | 9.1265 | 0 | 2.9136 | 548.2008 | 0 | 175.0117 | 519.1098 | 0 | 59.3722 | 9.1265 | 1.5211 | 15.2109 | 548.2008 | 91.3668 | 913.668 | 519.1098 | 67.4398 | 309.9592
MD | INSIG | MUNICIPAL | SUDLERSVILLE | MD0020559 | 001 | 1.9034 | 90.34% | 0.065293 | 0.12428 | 11.2189 | 2.7861 | 5.0788 | 2020.4596 | 501.7661 | 914.6709 | 1687.9124 | 391.4668 | 221.7855 | 8.6841 | 1.4474 | 5.0788 | 3286.9221 | 547.8204 | 1922.3234 | 2745.9279 | 427.3973 | 466.1167 | 8.6841 | 1.4474 | 21.7254 | 3286.9221 | 547.8204 | 8223.012 | 2745.9279 | 427.3973 | 1993.8806
MD | INSIG | MUNICIPAL | SUMMER HILL TRAILER PARK | MD0023272 | 001 | 1.0444 | 4.442% |  | 0.019 | 11.4072 | 1.9012 | 30 | 660.0877 | 110.0146 | 1735.9692 | 479.3579 | 31.0303 | 128.6341 | 11.4072 | 1.9012 | 30 | 660.0877 | 110.0146 | 1735.9692 | 479.3579 | 31.0303 | 128.6341 | 11.4072 | 1.9012 | 30 | 660.0877 | 110.0146 | 1735.9692 | 479.3579 | 31.0303 | 128.6341
MD | INSIG | MUNICIPAL | SWAN HARBOR PARK | MD0023043 | 001 | 1.056 | 5.604% |  | 0.05 | 4.6232 | 0.77053 | 30 | 704.0067 | 117.3344 | 4568.34 | 617.4885 | 94.8051 | 1639.6371 | 4.6232 | 0.77053 | 30 | 704.0067 | 117.3344 | 4568.34 | 617.4885 | 94.8051 | 1639.6371 | 4.6232 | 0.77053 | 30 | 704.0067 | 117.3344 | 4568.34 | 617.4885 | 94.8051 | 1639.6371
MD | INSIG | MUNICIPAL | TALBOT COUNTY REGION V | MD0059463 | 001 | 1.0697 | 6.967% | 0.090925 | 0.097259 | 13.2052 | 4.0672 | 21.9573 | 3502.641 | 1078.8033 | 5824.0911 | 3502.641 | 1078.8033 | 5824.0911 | 13.2052 | 2.4792 | 21.9573 | 3911.5019 | 734.3599 | 6503.9333 | 3911.5019 | 734.3599 | 6503.9333 | 14.8752 | 2.4792 | 46.2682 | 4406.1594 | 734.3599 | 13705.02 | 4406.1594 | 734.3599 | 13705.02
MD | INSIG | MUNICIPAL | TOLCHESTER | MD0067202 | 001 | 1.052 | 5.195% | 0.071388 | 0.075097 | 7.2027 | 0.48752 | 1.7645 | 1210.5888 | 81.9393 | 296.5638 | 1210.5888 | 81.9393 | 296.5638 | 7.2027 | 0.48752 | 1.7645 | 1647.3501 | 111.5017 | 403.5593 | 1647.3501 | 111.5017 | 403.5593 | 24.4167 | 4.0695 | 105.8634 | 5584.3927 | 930.7321 | 24212.202 | 5584.3927 | 930.7321 | 24212.202
MD | INSIG | MUNICIPAL | TRAPPE | MD0020486 | 001 | 1.0697 | 6.967% | 0.088903 | 0.095097 | 22.9928 | 0.11869 | 3.7307 | 6473.3002 | 33.417 | 1050.3177 | 6298.4156 | 30.3196 | 379.0245 | 22.9928 | 0.11869 | 3.7307 | 6659.232 | 34.3768 | 1080.4858 | 6479.3242 | 31.1904 | 389.9111 | 26.9567 | 4.4928 | 63.0936 | 7807.2916 | 1301.2153 | 18273.36 | 7596.3674 | 1180.6057 | 6594.2435
MD | INSIG | MUNICIPAL | TRIUMPH INDUSTRIAL PARK | MD0024929 | 001 | 1.1432 | 14.32% |  | 0.063 | 11.8623 | 1.977 | 30 | 2276.0219 | 379.337 | 5756.1084 | 1954.9931 | 272.4746 | 2403.4815 | 11.8623 | 1.977 | 30 | 2276.0219 | 379.337 | 5756.1084 | 1954.9931 | 272.4746 | 2403.4815 | 11.8623 | 1.977 | 30 | 2276.0219 | 379.337 | 5756.1084 | 1954.9931 | 272.4746 | 2403.4815
MD | INSIG | MUNICIPAL | TWIN CITIES | MD0055352 | 001 | 1.1106 | 11.06% | 0.16602 | 0.18438 | 10.896 | 2.6721 | 7.5959 | 6807.1954 | 1669.3691 | 4745.4831 | 6807.1954 | 1669.3691 | 4745.4831 | 10.8631 | 0.81384 | 7.5959 | 6100 | 457 | 4265.3558 | 6100 | 457 | 4265.3558 | 10.8631 | 0.81384 | 81.3543 | 6100 | 457 | 45683.4 | 6100 | 457 | 45683.4
MD | INSIG | MUNICIPAL | TYLERTON | MD0052248 | 001 | 1.0645 | 6.449% | 0.007273 | 0.007742 | 17.9508 | 2.9918 | 9.6498 | 395.9166 | 65.9861 | 212.8334 | 395.9166 | 65.9861 | 212.8334 | 12.1295 | 2.0216 | 9.6498 | 285.9991 | 47.6665 | 227.5312 | 285.9991 | 47.6665 | 227.5312 | 12.1295 | 2.0216 | 77.4993 | 285.9991 | 47.6665 | 1827.336 | 285.9991 | 47.6665 | 1827.336
MD | INSIG | MUNICIPAL | U.S. ARMY-CHESAPEAKE CITY | MD0020206 | 001 | 1.0923 | 9.232% | 0.00080999 | 0.00088477 | 17.9508 | 2.9918 | 5.0675 | 50.7799 | 8.4633 | 14.335 | 46.5371 | 6.9789 | 5.2859 | 6.2767 | 1.0461 | 5.0675 | 16.9133 | 2.8189 | 13.6548 | 15.5002 | 2.3245 | 5.0351 | 6.2767 | 1.0461 | 169.5359 | 16.9133 | 2.8189 | 456.834 | 15.5002 | 2.3245 | 168.4523
MD | INSIG | MUNICIPAL | UNION BRIDGE | MD0022454 | 001 | 1.1226 | 12.26% | 0.17041 | 0.1913 | 19.2561 | 1.4284 | 2.8626 | 9849.8542 | 730.643 | 1464.272 | 7817.5847 | 508.7697 | 980.574 | 10.538 | 1.4284 | 2.8626 | 6139.5997 | 832.1987 | 1667.7985 | 4872.8478 | 579.4861 | 1116.8689 | 10.538 | 1.7563 | 31.3643 | 6139.5997 | 1023.2666 | 18273.36 | 4872.8478 | 712.5327 | 12237.058
MD | INSIG | MUNICIPAL | UNITED CONTAINER | MD0024635 | 001 | 1.0284 | 2.837% | 0.0020771 | 0.0021361 | 25.9131 | 2.9918 | 2.2928 | 84.8381 | 9.795 | 7.5066 | 68.5074 | 6.1188 | 1.6891 | 25.9131 | 2.9918 | 2.2928 | 168.5781 | 19.4633 | 14.916 | 136.1279 | 12.1584 | 3.3564 | 65.8405 | 10.9734 | 196.6229 | 428.3268 | 71.3878 | 1279.1352 | 345.8767 | 44.5947 | 287.8306
MD | INSIG | MUNICIPAL | VICTOR CULLEN CENTER | MD0023922 | 001 | 1.0267 | 2.667% | 0.020365 | 0.020908 | 17.2727 | 2.9918 | 1.2219 | 909.7413 | 157.5764 | 64.3573 | 493.4117 | 114.3045 | 44.0033 | 17.2727 | 2.9918 | 1.2219 | 1099.8516 | 190.5055 | 77.8061 | 596.5208 | 138.1909 | 53.1987 | 42.9841 | 7.164 | 358.7187 | 2737.0498 | 456.175 | 22841.7 | 1484.4795 | 330.9051 | 15617.6614
MD | INSIG | MUNICIPAL | VIENNA | MD0020664 | 001 | 1.1106 | 11.06% | 0.077145 | 0.085675 | 15.4821 | 2.3872 | 2.5466 | 3991.0138 | 615.3808 | 656.4725 | 3870.322 | 552.0802 | 164.3899 | 12.3917 | 2.0653 | 2.5466 | 3233.3422 | 538.8904 | 664.4838 | 3135.5631 | 483.4579 | 166.396 | 12.3917 | 2.0653 | 47.9719 | 3233.3422 | 538.8904 | 12517.2516 | 3135.5631 | 483.4579 | 3134.495
MD | INSIG | MUNICIPAL | VILLA JULIE COLLEGE | MD0066001 | 001 | 1.0284 | 2.837% | 0.0093502 | 0.0096155 | 4.5475 | 0.024405 | 5.6774 | 128.6425 | 0.69038 | 160.6053 | 91.6555 | 0.30474 | 29.5369 | 4.5475 | 0.024405 | 5.6774 | 133.1725 | 0.71469 | 166.261 | 94.8831 | 0.31548 | 30.5771 | 14.8386 | 2.4731 | 155.9985 | 434.5405 | 72.4234 | 4568.34 | 309.6024 | 31.9687 | 840.1636
MD | INSIG | MUNICIPAL | WALKERS TRAILER PARK | MD0057487 | 001 | 1.1035 | 10.35% | 0.030648 | 0.03382 | 10.4613 | 2.9918 | 60.5823 | 2943.2354 | 841.726 | 17044.4725 | 1281.9668 | 575.6345 | 1836.5423 | 7.9838 | 1.3306 | 13.3057 | 822.3371 | 137.0562 | 1370.502 | 358.1803 | 93.7292 | 147.6716 | 7.9838 | 1.3306 | 13.3057 | 822.3371 | 137.0562 | 1370.502 | 358.1803 | 93.7292 | 147.6716
MD | INSIG | MUNICIPAL | WHITE HOUSE MOTEL | MD0056553 | 001 | 1.1468 | 14.68% | 0 | 0 |  |  |  | 0 | 0 | 0 | 0 | 0 | 0 | [12 empty] | 85.6571 | 14.2762 | 456.834 | 78.8154 | 11.1103 | 157.169
MD | INSIG | MUNICIPAL | WHITE ROCK | MD0025089 | 001 | 1.0709 | 7.092% | 0.0081634 | 0.0087423 | 28.8729 | 3.0785 | 14.6603 | 1350.1643 | 143.9602 | 685.5514 | 935.2229 | 102.5298 | 331.1267 | 28.8729 | 3.0785 | 14.6603 | 768.7482 | 81.9672 | 390.335 | 532.4914 | 58.3778 | 188.5349 | 42.2294 | 7.0382 | 171.5791 | 1124.3688 | 187.3948 | 4568.34 | 778.8203 | 133.4644 | 2206.5438
MD | INSIG | MUNICIPAL | WILLARDS | MD0051632 | 001 | 1.0938 | 9.381% | 0.069504 | 0.076025 | 11.867 | 1.4754 | 5.4461 | 2335.7927 | 290.4036 | 1071.957 | 1145.9585 | 249.8465 | 191.5822 | 11.867 | 1.4754 | 5.4461 | 2747.6686 | 341.6111 | 1260.9778 | 1348.0282 | 293.9026 | 225.3643 | 18.9429 | 3.1569 | 31.5687 | 4386 | 730.9344 | 7309.344 | 2151.8067 | 628.8539 | 1306.3396
MD | INSIG | MUNICIPAL | WINTERS APARTMENTS | MD0057606 | 001 | 1.2164 | 21.64% | 0.0012278 | 0.0014934 | 2.0313 | 0.19742 | 16.736 | 17.7717 | 1.7272 | 146.4229 | 9.0977 | 0.56835 | 12.4616 | 2.0313 | 0.19742 | 16.736 | 9.2389 | 0.89792 | 76.1205 | 4.7296 | 0.29547 | 6.4784 | 2.9796 | 0.4966 | 261.1453 | 13.5522 | 2.2587 | 1187.7684 | 6.9377 | 0.74325 | 101.0871
MD | INSIG | MUNICIPAL | WOODSBORO | MD0058661 | 001 | 1.0308 | 3.084% | 0.090619 | 0.093414 | 15.8269 | 3.869 | 1.278 | 3777.7279 | 923.4809 | 305.0366 | 2755.0137 | 706.7033 | 165.0434 | 15.8269 | 3.869 | 1.278 | 4502.7241 | 1100.7091 | 363.5772 | 3283.7375 | 842.329 | 196.7174 | 28.2395 | 4.7066 | 80.2879 | 8034.0714 | 1339.0119 | 22841.7 | 5859.0713 | 1024.6927 | 12358.7531
MD | INSIG | MUNICIPAL | WOODSTOCK TRAINING CENTER | MD0023906 | 001 | 1.0284 | 2.837% | 0.007406 | 0.0076161 | 17.9508 | 2.9918 | 0.27776 | 331.5338 | 55.2556 | 5.1299 | 192.3851 | 22.3047 | 1.2384 | 17.9508 | 2.9918 | 0.27776 | 416.3766 | 69.3961 | 6.4427 | 241.6184 | 28.0127 | 1.5553 | 23.3481 | 3.8913 | 196.9502 | 541.5685 | 90.2614 | 4568.34 | 314.2657 | 36.4353 | 1102.8136
MD | INSIG | MUNICIPAL | WORTON-BUTLERTON | MD0060585 | 001 | 1.1153 | 11.53% | 0.062492 | 0.069699 | 3.3307 | 0.71574 | 0.68575 | 540.4242 | 116.1335 | 111.2677 | 463.4544 | 99.6857 | 48.4351 | 3.3307 | 0.71574 | 0.68575 | 707.0088 | 151.9314 | 145.5657 | 606.3133 | 130.4136 | 63.3651 | 17.1067 | 2.8511 | 64.5632 | 3631.2821 | 605.2137 | 13705.02 | 3114.0978 | 519.4983 | 5965.824
MD | INSIG | INDUSTRIAL | 130 SLADE AVENUE CONDOMINIUMS | MDG766504 | 001 | 1 | 0% | 0.010759 | 0.010759 | 1.9945 | 0.19945 | 14.959 | 1.2155 | 0.12155 | 9.1159 | 0.65688 | 0.072038 | 3.1277 | 0.036991 | 0.0036991 | 0.55487 | 1.2121 | 0.12121 | 18.182 | 0.65508 | 0.071841 | 6.2382 | 0.036991 | 0.0036991 | 0.55487 | 1.2121 | 0.12121 | 18.182 | 0.65508 | 0.071841 | 6.2382
MD | INSIG | INDUSTRIAL | 1400TAYLOR AVENUE ASSOC.,LLC. | MD0061573 | 001 | 1 | 0% | 0.0398 | 0.0398 | 5.8839 | 1.2964 | 14.959 | 716.6269 | 157.9008 | 1821.9328 | 285.0922 | 84.5195 | 494.1935 | 5.896 | 1.2991 | 15.0082 | 714.6689 | 157.4694 | 1819.1956 | 284.3133 | 84.2886 | 493.451 | 5.896 | 1.2991 | 29.9795 | 714.6689 | 157.4694 | 3633.9097 | 284.3133 | 84.2886 | 985.6864
MD | INSIG | INDUSTRIAL | 301 BURNSIDE CLUB | MDG766117 | 001 | 1 | 0% | 0.0048993 | 0.0048993 | 1.9945 | 0.19945 | 14.959 | 1.2155 | 0.12155 | 9.1159 | 1.1999 | 0.12018 | 2.8338 | 0.081236 | 0.0081236 | 1.2185 | 1.2121 | 0.12121 | 18.182 | 1.1966 | 0.11985 | 5.6521 | 0.081236 | 0.0081236 | 1.2185 | 1.2121 | 0.12121 | 18.182 | 1.1966 | 0.11985 | 5.6521
MD | INSIG | INDUSTRIAL | 310-312 THIRD STREET, LLC | MDG999294 | 001 | 1 | 0% | 0.00010005 | 0.00010005 | 1.9945 | 0.0099727 | 29.918 | 0.61078 | 0.0030539 | 9.1617 | 0.60618 | 0.002974 | 4.98 | 1.9989 | 0.0099945 | 29.9836 | 0.60911 | 0.0030456 | 9.1367 | 0.60453 | 0.0029659 | 4.9664 | 1.9989 | 0.0099945 | 29.9836 | 0.60911 | 0.0030456 | 9.1367 | 0.60453 | 0.0029659 | 4.9664
MD | INSIG | INDUSTRIAL | 4620 NORTH PARK AVENUE CONDO | MDG766365 | 001 | 1 | 0% | 9.9975e-05 | 9.9975e-05 | 1.9945 | 0.19945 | 14.959 | 0.61017 | 0.061017 | 4.5763 | 0.52494 | 0.044741 | 2.5152 | 1.9985 | 0.19985 | 15.0082 | 0.6085 | 0.06085 | 4.5697 | 0.52351 | 0.044618 | 2.5116 | 1.9985 | 0.19985 | 29.9776 | 0.6085 | 0.06085 | 9.1275 | 0.52351 | 0.044618 | 5.0167
MD | INSIG | INDUSTRIAL | 7- ELEVEN STORE # 28920 | MDG918033 | 001 | 1 | 0% | 0.051603 | 0.051603 | 4.9863 | 0.19945 | 14.959 | 76.3476 | 3.0539 | 229.0428 | 39.6765 | 1.4017 | 61.9663 | 0.48447 | 0.019379 | 2.9068 | 76.139 | 3.0456 | 456.834 | 39.5681 | 1.3979 | 123.5941 | 0.48447 | 0.019379 | 2.9068 | 76.139 | 3.0456 | 456.834 | 39.5681 | 1.3979 | 123.5941
MD | INSIG | INDUSTRIAL | 7 SLADE CONDOMINIUMS | MDG766335 | 001 | 1 | 0% | 0.0085593 | 0.0085593 | 1.9945 | 0.19945 | 14.959 | 1.2155 | 0.12155 | 9.1159 | 0.90229 | 0.078165 | 3.8225 | 0.046499 | 0.0046499 | 0.69749 | 1.2121 | 0.12121 | 18.182 | 0.89982 | 0.077952 | 7.6242 | 0.046499 | 0.0046499 | 0.69749 | 1.2121 | 0.12121 | 18.182 | 0.89982 | 0.077952 | 7.6242
MD | INSIG | INDUSTRIAL | A.E. PHILLIPS AND SON, INC. | MDG520179 | 001 | 1 | 0% | 0.0080005 | 0.0080005 | 4.4877 | 0.49863 | 14.959 | 13.7426 | 1.527 | 45.8086 | 13.7426 | 1.527 | 45.8086 | 0.56246 | 0.062496 | 3.7497 | 13.705 | 1.5228 | 91.3668 | 13.705 | 1.5228 | 91.3668 | 0.56246 | 0.062496 | 3.7497 | 13.705 | 1.5228 | 91.3668 | 13.705 | 1.5228 | 91.3668
MD | INSIG | INDUSTRIAL | A.H. SMITH - BRANCHVILLE | MDG492865 | 001 | 1 | 0% | 0.00099955 | 0.00099955 | 1.9945 | 0.0099727 | 29.918 | 6.1017 | 0.030509 | 91.5255 | 5.1116 | 0.034228 | 82.73 | 1.9989 | 0.0099945 | 29.9836 | 6.085 | 0.030425 | 91.2754 | 5.0976 | 0.034135 | 82.504 | 1.9989 | 0.0099945 | 29.9836 | 6.085 | 0.030425 | 91.2754 | 5.0976 | 0.034135 | 82.504
MD | INSIG | INDUSTRIAL | A.H. SMITH - BRANDYWINE | MDG490895 | 001 | 1 | 0% | 0.00099955 | 0.00099955 | 1.9945 | 0.0099727 | 29.918 | 6.1017 | 0.030509 | 91.5255 | 4.0072 | 0.018419 | 26.0442 | 1.9989 | 0.0099945 | 29.9836 | 6.085 | 0.030425 | 91.2754 | 3.9963 | 0.018369 | 25.973 | 1.9989 | 0.0099945 | 29.9836 | 6.085 | 0.030425 | 91.2754 | 3.9963 | 0.018369 | 25.973
MD | INSIG | INDUSTRIAL | AAA PIT | MD0070581 | 001 | 1 | 0% | 0.0009665 | 0.0009665 | 0 | 0 | 24.8112 | 0 | 0 | 75.9787 | 0 | 0 | 28.5988 | 0.34435 | 0.0017218 | 25.7415 | 1.0136 | 0.005068 | 75.7711 | 0.84221 | 0.0033247 | 28.5207 | 1.7161 | 0.0085805 | 25.7415 | 5.0514 | 0.025257 | 75.7711 | 4.1972 | 0.016569 | 28.5207
MD | INSIG | INDUSTRIAL | ABNER'S MARINA | MDG999293 | 001 | 1 | 0% | 0.00010005 | 0.00010005 | 1.9945 | 0.0099727 | 29.918 | 0.61078 | 0.0030539 | 9.1617 | 0.5295 | 0.0021896 | 4.1024 | 1.9989 | 0.0099945 | 29.9836 | 0.60911 | 0.0030456 | 9.1367 | 0.52805 | 0.0021836 | 4.0912 | 1.9989 | 0.0099945 | 29.9836 | 0.60911 | 0.0030456 | 9.1367 | 0.52805 | 0.0021836 | 4.0912
MD | INSIG | INDUSTRIAL | ACADEMY OF NATURAL SCIENCES | MD0003093 | 001 | 1.0778 | 7.78% |  | 0.051665 | 8 | 2 | 30 | 1258.7814 | 314.6954 | 4720.4304 | 1135.8874 | 198.511 | 1585.8687 | 8 | 2 | 30 | 1258.7814 | 314.6954 | 4720.4304 | 1135.8874 | 198.511 | 1585.8687 | 8 | 2 | 30 | 1258.7814 | 314.6954 | 4720.4304 | 1135.8874 | 198.511 | 1585.8687
MD | INSIG | INDUSTRIAL | ADVENT INDUSTRIES,LLC. | MD0000272 | 001 | 1 | 0% | 0.029527 | 0.029527 | 0 | 0 | 18.7605 | 0 | 0 | 1613.1887 | 0 | 0 | 907.4956 | 0.0095693 | 0 | 17.9118 | 0.86054 | 0 | 1610.7651 | 0.48373 | 0 | 906.1322 | 0.047683 | 0 | 35.7795 | 4.288 | 0 | 3217.5622 | 2.4104 | 0 | 1810.0323
MD | INSIG | INDUSTRIAL | AES WARRIOR RUN, INCORPORATED | MD0066079 | 001 | 1 | 0% | 0.23255 | 0.23255 | 1.3471 | 0.17288 | 18.3565 | 917.1847 | 117.7054 | 12497.9269 | 750.8815 | 53.4901 | 4911.774 | 2.7139 | 0.23592 | 17.6171 | 1922.1427 | 167.0908 | 12477.4385 | 1573.6212 | 75.9328 | 4903.7219 | 9.3855 | 0.45754 | 35.1956 | 6647.3491 | 324.0583 | 24927.5591 | 5442.0567 | 147.2651 | 9796.7077
MD | INSIG | INDUSTRIAL | AGGREGATE INDUSTRIES - LA PLATA SAND AND GRAVEL | MDG499758 | 001 | 1 | 0% | 0.00099955 | 0.00099955 | 1.9945 | 0.0099727 | 29.918 | 6.1017 | 0.030509 | 91.5255 | 4.7119 | 0.020888 | 25.762 | 1.9989 | 0.0099945 | 29.9836 | 6.085 | 0.030425 | 91.2754 | 4.699 | 0.020831 | 25.6916 | 1.9989 | 0.0099945 | 29.9836 | 6.085 | 0.030425 | 91.2754 | 4.699 | 0.020831 | 25.6916
MD | INSIG | INDUSTRIAL | AGGREGATE INDUSTRIES ACCOKEEK SAND GRAVEL FACILI | MDG498011 | 001 | 1 | 0% | 0.00099968 | 0.00099968 | 1.9936 | 0.0099679 | 29.918 | 6.0988 | 0.030494 | 91.5255 | 3.1364 | 0.024114 | 47.868 | 1.9977 | 0.0099884 | 29.9795 | 6.0821 | 0.030411 | 91.2754 | 3.1279 | 0.024048 | 47.7372 | 1.9977 | 0.0099884 | 29.9795 | 6.0821 | 0.030411 | 91.2754 | 3.1279 | 0.024048 | 47.7372
MD | INSIG | INDUSTRIAL | AGGREGATE INDUSTRIES - ACTON LANE ASPHALT FACILITY | MDG499850 | 001 | 1 | 0% | 0.00099968 | 0.00099968 | 1.9936 | 0.0099679 | 29.918 | 6.0988 | 0.030494 | 91.5255 | 3.1818 | 0.023525 | 61.7795 | 1.9977 | 0.0099884 | 29.9795 | 6.0821 | 0.030411 | 91.2754 | 3.1731 | 0.023461 | 61.6107 | 1.9977 | 0.0099884 | 29.9795 | 6.0821 | 0.030411 | 91.2754 | 3.1731 | 0.023461 | 61.6107
MD | INSIG | INDUSTRIAL | AGGREGATE INDUSTRIES - FINANCIAL SAND & GRAVEL | MDG499798 | 001 | 1 | 0% | 0.00099968 | 0.00099968 | 1.9936 | 0.0099679 | 29.918 | 6.0988 | 0.030494 | 91.5255 | 4.7592 | 0.018417 | 30.639 | 1.9977 | 0.0099884 | 29.9795 | 6.0821 | 0.030411 | 91.2754 | 4.7461 | 0.018366 | 30.5553 | 1.9977 | 0.0099884 | 29.9795 | 6.0821 | 0.030411 | 91.2754 | 4.7461 | 0.018366 | 30.5553
MD | INSIG | INDUSTRIAL | AGGREGATE INDUSTRIES - KIRBY ROAD ASPHALT PLANT | MDG491036 | 001 | 1 | 0% | 0.00016696 | 0.00016696 | 1.9945 | 0.0099727 | 29.918 | 1.0197 | 0.0050987 | 15.296 | 0.71994 | 0.0035039 | 5.846 | 2 | 0.01 | 30 | 1.017 | 0.0050848 | 15.2543 | 0.71797 | 0.0034944 | 5.8301 | 2 | 0.01 | 30 | 1.017 | 0.0050848 | 15.2543 | 0.71797 | 0.0034944 | 5.8301
MD | INSIG | INDUSTRIAL | AGGREGATE INDUSTRIES - MCCONCHIE SAND & GRAVEL | MDG498015 | 001 | 1 | 0% | 0.00099968 | 0.00099968 | 1.9936 | 0.0099679 | 29.918 | 6.0988 | 0.030494 | 91.5255 | 4.4415 | 0.017129 | 21.2076 | 1.9977 | 0.0099884 | 29.9795 | 6.0821 | 0.030411 | 91.2754 | 4.4294 | 0.017082 | 21.1496 | 1.9977 | 0.0099884 | 29.9795 | 6.0821 | 0.030411 | 91.2754 | 4.4294 | 0.017082 | 21.1496
MD | INSIG | INDUSTRIAL | AGGREGATE INDUSTRIES QUEEN SAND AND GRAVEL | MDG499762 | 001 | 1 | 0% | 0.00099968 | 0.00099968 | 1.9936 | 0.0099679 | 29.918 | 6.0988 | 0.030494 | 91.5255 | 3.1364 | 0.024114 | 47.868 | 1.9977 | 0.0099884 | 29.9795 | 6.0821 | 0.030411 | 91.2754 | 3.1279 | 0.024048 | 47.7372 | 1.9977 | 0.0099884 | 29.9795 | 6.0821 | 0.030411 | 91.2754 | 3.1279 | 0.024048 | 47.7372
MD | INSIG | INDUSTRIAL | AGGREGATE INDUSTRIES - SEVERN ASPHALT | MDG499753 | 001 | 1 | 0% | 0.00099955 | 0.00099955 | 1.9945 | 0.0099727 | 29.918 | 6.1017 | 0.030509 | 91.5255 | 4.6225 | 0.015833 | 21.0103 | 1.9989 | 0.0099945 | 29.9836 | 6.085 | 0.030425 | 91.2754 | 4.6099 | 0.01579 | 20.9529 | 1.9989 | 0.0099945 | 29.9836 | 6.085 | 0.030425 | 91.2754 | 4.6099 | 0.01579 | 20.9529
MD | INSIG | INDUSTRIAL | AGGREGATE INDUSTRIES - WOODSBORO READY-MIX | MDG498001 | 001 | 1 | 0% | 0.00099955 | 0.00099955 | 1.9945 | 0.0099727 | 29.918 | 6.1017 | 0.030509 | 91.5255 | 4.1681 | 0.023347 | 49.5209 | 1.9989 | 0.0099945 | 29.9836 | 6.085 | 0.030425 | 91.2754 | 4.1567 | 0.023283 | 49.3856 | 1.9989 | 0.0099945 | 29.9836 | 6.085 | 0.030425 | 91.2754 | 4.1567 | 0.023283 | 49.3856
MD | INSIG | INDUSTRIAL | AGGREGATE INDUSTRIES- BLADENSBURG AGGREGRATE TERMI | MDG490772 | 001 | 1 | 0% | 0.00016696 | 0.00016696 | 1.9945 | 0.0099727 | 29.918 | 1.0197 | 0.0050987 | 15.296 | 0.97063 | 0.0043252 | 8.5855 | 2 | 0.01 | 30 | 1.017 | 0.0050848 | 15.2543 | 0.96798 | 0.0043134 | 8.562 | 2 | 0.01 | 30 | 1.017 | 0.0050848 | 15.2543 | 0.96798 | 0.0043134 | 8.562
MD | INSIG | INDUSTRIAL | AGGREGRATE INDUSTIRES - ANNAPOLIS READY-MIX CONCR | MDG492465 | 001 | 1 | 0% | 0.00099955 | 0.00099955 | 1.9945 | 0.0099727 | 29.918 | 6.1017 | 0.030509 | 91.5255 | 6.0558 | 0.029711 | 49.7499 | 1.9989 | 0.0099945 | 29.9836 | 6.085 | 0.030425 | 91.2754 | 6.0392 | 0.029629 | 49.6139 | 1.9989 | 0.0099945 | 29.9836 | 6.085 | 0.030425 | 91.2754 | 6.0392 | 0.029629 | 49.6139
MD | INSIG | INDUSTRIAL | AGGREGRATE INDUSTRIES - CROFTON READY-MIX CONCRETE | MDG490344 | 001 | 1 | 0% | 0.00099955 | 0.00099955 | 1.9945 | 0.0099727 | 29.918 | 6.1017 | 0.030509 | 91.5255 | 4.9983 | 0.026584 | 22.1767 | 1.9989 | 0.0099945 | 29.9836 | 6.085 | 0.030425 | 91.2754 | 4.9846 | 0.026511 | 22.1161 | 1.9989 | 0.0099945 | 29.9836 | 6.085 | 0.030425 | 91.2754 | 4.9846 | 0.026511 | 22.1161
MD | INSIG | INDUSTRIAL | AGGREGRATE INDUSTRIES KIRBY ROAD SAND AND GRAVEL | MDG490511 | 001 | 1 | 0% | 0.00099968 | 0.00099968 | 1.9936 | 0.0099679 | 29.918 | 6.0988 | 0.030494 | 91.5255 | 4.3058 | 0.020956 | 34.9804 | 1.9977 | 0.0099884 | 29.9795 | 6.0821 | 0.030411 | 91.2754 | 4.294 | 0.020899 | 34.8848 | 1.9977 | 0.0099884 | 29.9795 | 6.0821 | 0.030411 | 91.2754 | 4.294 | 0.020899 | 34.8848
MD | INSIG | INDUSTRIAL | AGGREGRATE INDUSTRIES PASADENA READYMIX CONCRETE | MDG492423 | 001 | 1 | 0% | 0.00099968 | 0.00099968 | 1.9936 | 0.0099679 | 29.918 | 6.0988 | 0.030494 | 91.5255 | 5.781 | 0.01921 | 22.7586 | 1.9977 | 0.0099884 | 29.9795 | 6.0821 | 0.030411 | 91.2754 | 5.7652 | 0.019158 | 22.6964 | 1.9977 | 0.0099884 | 29.9795 | 6.0821 | 0.030411 | 91.2754 | 5.7652 | 0.019158 | 22.6964
MD | INSIG | INDUSTRIAL | AGGREGRATE INDUSTRIES ROCKVILLE QUARRY READY MIX | MDG491365 | 001 | 1 | 0% | 0.00099968 | 0.00099968 | 1.9936 | 0.0099679 | 29.918 | 6.0988 | 0.030494 | 91.5255 | 4.4925 | 0.017328 | 48.7169 | 1.9977 | 0.0099884 | 29.9795 | 6.0821 | 0.030411 | 91.2754 | 4.4802 | 0.017281 | 48.5838 | 1.9977 | 0.0099884 | 29.9795 | 6.0821 | 0.030411 | 91.2754 | 4.4802 | 0.017281 | 48.5838
MD | INSIG | INDUSTRIAL | AJO CONCRETE CONTRACTING, INC | MDG499866 | 001 | 1 | 0% | 0.00099968 | 0.00099968 | 1.9936 | 0.0099679 | 29.918 | 6.0988 | 0.030494 | 91.5255 | 3.7501 | 0.020873 | 40.2057 | 1.9977 | 0.0099884 | 29.9795 | 6.0821 | 0.030411 | 91.2754 | 3.7399 | 0.020816 | 40.0958 | 1.9977 | 0.0099884 | 29.9795 | 6.0821 | 0.030411 | 91.2754 | 3.7399 | 0.020816 | 40.0958
MD | INSIG | INDUSTRIAL | ALBERT POWELL FISH HATCHERY | MD0054054 | 001 | 1 | 0% | 1.9966 | 1.9966 | 0.40281 | 0.086328 | 1.9927 | 5563.2 | 1192.2575 | 27521.385 | 4473.1115 | 881.7253 | 18292.6854 | 0.54123 | 0.013364 | 2.6116 | 3291.0622 | 81.2608 | 15880.1487 | 2646.1907 | 60.0958 | 10555.0852 | 0.54123 | 0.013364 | 4.0091 | 3291.0622 | 81.2608 | 24378.2382 | 2646.1907 | 60.0958 | 16203.5246
MD | INSIG | INDUSTRIAL | ALLEGANY AGGREGATES - FLINTSTONE | MDG499846 | 001 | 1 | 0% | 0.00099955 | 0.00099955 | 1.9945 | 0.0099727 | 29.918 | 6.1017 | 0.030509 | 91.5255 | 3.6907 | 0.015901 | 48.8186 | 1.9989 | 0.0099945 | 29.9836 | 6.085 | 0.030425 | 91.2754 | 3.6806 | 0.015858 | 48.6853 | 1.9989 | 0.0099945 | 29.9836 | 6.085 | 0.030425 | 91.2754 | 3.6806 | 0.015858 | 48.6853
MD | INSIG | INDUSTRIAL | ALLIANT TECHSYSTEMS | MD0000078 | 001 | 1 | 0% | 0.016105 | 0.016105 | 0 | 0 | 0 | 0 | 0 | 0 | 0 | 0 | 0 | 0 | 0 | 33.5445 | 0 | 0 | 1645.2645 | 0 | 0 | 686.9855 | 0 | 0 | 111.6873 | 0 | 0 | 5477.9583 | 0 | 0 | 2287.339
MD | INSIG | INDUSTRIAL | ALPHA RIDGE MUNICIPAL LANDFILL | MD0067865 | 001 | 1 | 0% | 0.071094 | 0.071094 | 0.99427 | 0.12154 | 0 | 254.2948 | 31.0849 | 0 | 185.7431 | 23.2354 | 0 | 3.4611 | 1.6602 | 8.0005 | 749.3975 | 359.4626 | 1732.2655 | 547.3781 | 268.6919 | 638.2193 | 10.6491 | 2.6623 | 39.934 | 2305.737 | 576.4342 | 8646.5137 | 1684.1661 | 430.8743 | 3185.6386
MD | INSIG | INDUSTRIAL | AMERICAN INFRASTRUCTURE - JENKINS PROPERTY | MDG499708 | 001 | 1 | 0% | 0.00099955 | 0.00099955 | 1.9945 | 0.0099727 | 29.918 | 6.1017 | 0.030509 | 91.5255 | 4.3237 | 0.01773 | 29.4901 | 1.9989 | 0.0099945 | 29.9836 | 6.085 | 0.030425 | 91.2754 | 4.3119 | 0.017682 | 29.4095 | 1.9989 | 0.0099945 | 29.9836 | 6.085 | 0.030425 | 91.2754 | 4.3119 | 0.017682 | 29.4095
MD | INSIG | INDUSTRIAL | AMERICAN INFRASTRUCTURE- ABERDEEN ASPHALT PLANT | MDG491023 | 001 | 1 | 0% | 0.00016696 | 0.00016696 | 1.9945 | 0.0099727 | 29.918 | 1.0197 | 0.0050987 | 15.296 | 0.87916 | 0.0035803 | 5.593 | 2 | 0.01 | 30 | 1.017 | 0.0050848 | 15.2543 | 0.87676 | 0.0035706 | 5.5777 | 2 | 0.01 | 30 | 1.017 | 0.0050848 | 15.2543 | 0.87676 | 0.0035706 | 5.5777
MD | INSIG | INDUSTRIAL | AMERICAN SUGAR REFINING, INC. | MD0001341 | 001 | 1 | 0% | 19.6166 | 19.6166 | 0 | 0 | 1.6746 | 0 | 0 | 123074.2685 | 0 | 0 | 73725.6221 | 0 | 0 | 0.82309 | 0 | 0 | 49174.2495 | 0 | 0 | 29457.0277 | 0 | 0 | 39.4563 | 0 | 0 | 2357263.44 | 0 | 0 | 1412080.0046
MD | INSIG | INDUSTRIAL | AMOS STOLTZFUS MINE | MD0070521 | 001 | 1 | 0% | 0.0030818 | 0.0030818 | 0 | 0 | 8.3023 | 0 | 0 | 91.5255 | 0 | 0 | 33.7704 | 0.13002 | 0.0006501 | 9.7249 | 1.2203 | 0.0061017 | 91.2754 | 0.88108 | 0.0041096 | 33.6781 | 0.64833 | 0.0032416 | 9.7249 | 6.085 | 0.030425 | 91.2754 | 4.3933 | 0.020492 | 33.6781
MD | INSIG | INDUSTRIAL | ANACOSTIA STORAGE FACILITY | MD0070688 | 001 | 1 | 0% | 2.6561 | 2.6561 | 0 | 0 | 0 | 0 | 0 | 0 | 0 | 0 | 0 | 0 | 0 | 0 | 0 | 0 | 0 | 0 | 0 | 0 | 0 | 0 | 0 | 0 | 0 | 0 | 0 | 0 | 0
MD | INSIG | INDUSTRIAL | ANCHOR BAY EAST MARINA | MDG999181 | 001 | 1 | 0% | 0.00010005 | 0.00010005 | 1.9945 | 0.0099727 | 29.918 | 0.61078 | 0.0030539 | 9.1617 | 0.61067 | 0.0030484 | 6.959 | 1.9989 | 0.0099945 | 29.9836 | 0.60911 | 0.0030456 | 9.1367 | 0.609 | 0.0030401 | 6.94 | 1.9989 | 0.0099945 | 29.9836 | 0.60911 | 0.0030456 | 9.1367 | 0.609 | 0.0030401 | 6.94
MD | INSIG | INDUSTRIAL | ANCHOR YACHT BASIN, INC. | MDG999154 | 001 | 1 | 0% | 0.00010005 | 0.00010005 | 1.9945 | 0.0099727 | 29.918 | 0.61078 | 0.0030539 | 9.1617 | 0.55887 | 0.0023463 | 4.0719 | 1.9989 | 0.0099945 | 29.9836 | 0.60911 | 0.0030456 | 9.1367 | 0.55734 | 0.0023399 | 4.0608 | 1.9989 | 0.0099945 | 29.9836 | 0.60911 | 0.0030456 | 9.1367 | 0.55734 | 0.0023399 | 4.0608
MD | INSIG | INDUSTRIAL | ANDREW AIR FORCE BASE | MDG498034 | 001 | 1 | 0% | 0.00016696 | 0.00016696 | 1.9945 | 0.0099727 | 29.918 | 1.0197 | 0.0050987 | 15.296 | 0.74618 | 0.003266 | 8.3623 | 2 | 0.01 | 30 | 1.017 | 0.0050848 | 15.2543 | 0.74414 | 0.0032571 | 8.3395 | 2 | 0.01 | 30 | 1.017 | 0.0050848 | 15.2543 | 0.74414 | 0.0032571 | 8.3395
MD | INSIG | INDUSTRIAL | ANNAPOLIS HARBOR BOAT YARD | MDG999103 | 001 | 1 | 0% | 0.00010005 | 0.00010005 | 1.9945 | 0.0099727 | 29.918 | 0.61078 | 0.0030539 | 9.1617 | 0.61078 | 0.0030539 | 9.1617 | 1.9989 | 0.0099945 | 29.9836 | 0.60911 | 0.0030456 | 9.1367 | 0.60911 | 0.0030456 | 9.1367 | 1.9989 | 0.0099945 | 29.9836 | 0.60911 | 0.0030456 | 9.1367 | 0.60911 | 0.0030456 | 9.1367
MD | INSIG | INDUSTRIAL | ANNAPOLIS JUNCTION RMC PLANT | MDG498018 | 001 | 1 | 0% | 0.00016696 | 0.00016696 | 1.9945 | 0.0099727 | 29.918 | 1.0197 | 0.0050987 | 15.296 | 0.80552 | 0.0049185 | 5.2941 | 2 | 0.01 | 30 | 1.017 | 0.0050848 | 15.2543 | 0.80332 | 0.0049051 | 5.2796 | 2 | 0.01 | 30 | 1.017 | 0.0050848 | 15.2543 | 0.80332 | 0.0049051 | 5.2796
MD | INSIG | INDUSTRIAL | ANNAPOLIS MARITIME MUSEUM | MD0070904 | 001 | 1 | 0% | 0.028102 | 0.028102 | 0 | 0 | 0.35094 | 0 | 0 | 37.6132 | 0 | 0 | 20.4452 | 0.0058827 | 2.9413e-05 | 0.43828 | 0.50347 | 0.0025174 | 37.5105 | 0.49968 | 0.0024515 | 20.3893 | 0.029219 | 0.00014609 | 0.43828 | 2.5007 | 0.012503 | 37.5105 | 2.4819 | 0.012176 | 20.3893
MD | INSIG | INDUSTRIAL | ANNE ARUNDEL COUNTY DPW-CEN SE | MD0068845 | 001 | 1 | 0% | 5e-05 | 5e-05 | 11.1694 | 5.9836 | 14.959 | 1.709 | 0.91554 | 2.2889 | 1.5991 | 0.81773 | 1.271 | 7.9945 | 1.9986 | 15.0082 | 1.2174 | 0.30435 | 2.2854 | 1.1391 | 0.27183 | 1.2691 | 7.9945 | 1.9986 | 29.9795 | 1.2174 | 0.30435 | 4.5652 | 1.1391 | 0.27183 | 2.535
MD | INSIG | INDUSTRIAL | APPLE RIDGE | MDG766026 | 001 | 1 | 0% | 0.00059931 | 0.00059931 | 1.9945 | 0.19945 | 14.959 | 1.2155 | 0.12155 | 9.1159 | 0.91113 | 0.075908 | 4.5722 | 0.6641 | 0.06641 | 9.9615 | 1.2121 | 0.12121 | 18.182 | 0.90864 | 0.075701 | 9.1194 | 0.6641 | 0.06641 | 9.9615 | 1.2121 | 0.12121 | 18.182 | 0.90864 | 0.075701 | 9.1194
MD | INSIG | INDUSTRIAL | AQULAND MARINA | MD0071099 | 001 | 1 | 0% | 5.0034e-06 | 5.0034e-06 | 0 | 0 | 5977.623 | 0 | 0 | 91.5255 | 0 | 0 | 91.5255 | 0 | 0 | 5989.8973 | 0 | 0 | 91.2754 | 0 | 0 | 91.2754 | 399.1351 | 1.9957 | 5989.8973 | 6.0821 | 0.030411 | 91.2754 | 6.0821 | 0.030411 | 91.2754
MD | INSIG | INDUSTRIAL | ARCAL CHEMICALS INC. | MD0063410 | 001 | 1 | 0% | 0.0011006 | 0.0011006 | 29.0564 | 3.6881 | 14.9488 | 97.8765 | 12.4234 | 50.3549 | 77.3869 | 9.7776 | 24.726 | 7.9901 | 1.9975 | 15 | 26.7826 | 6.6956 | 50.2793 | 21.1759 | 5.2697 | 24.6888 | 7.9901 | 1.9975 | 29.963 | 26.7826 | 6.6956 | 100.4347 | 21.1759 | 5.2697 | 49.3168
MD | INSIG | INDUSTRIAL | ARUNDEL GATEWAY PROJECT | MD0071579 | 001 | 1 | 0% | 0.1442 | 0.1442 | 0 | 0 | 14.9513 | 0 | 0 | 6593.0137 | 0 | 0 | 5418.2059 | 0 | 0 | 14.9922 | 0 | 0 | 6584.0068 | 0 | 0 | 5410.804
MD | INSIG | INDUSTRIAL | AT &T FAULKNER WWTP | MD0023361 | 001 | 1 | 0% | 0.00016 | 0.00016 | 11.6823 | 0.29519 | 14.959 | 7.15 | 0.18067 | 9.1554 | 6.0636 | 0.12068 | 2.7945 | 9.9932 | 0.296 | 15 | 4.8696 | 0.14424 | 7.3093 | 4.1297 | 0.096344 | 2.231 | 9.9932 | 0.36975 | 37.4743 | 4.8696 | 0.18017 | 18.2609 | 4.1297 | 0.12035 | 5.5737
MD | INSIG | INDUSTRIAL | ATLANTIC MARINA RESORT, LLC | MDG999289 | 001 | 1 | 0% | 0.00010005 | 0.00010005 | 1.9945 | 0.0099727 | 29.918 | 0.61078 | 0.0030539 | 9.1617 | 0.60023 | 0.0024802 | 3.287 | 1.9989 | 0.0099945 | 29.9836 | 0.60911 | 0.0030456 | 9.1367 | 0.59859 | 0.0024735 | 3.278 | 1.9989 | 0.0099945 | 29.9836 | 0.60911 | 0.0030456 | 9.1367 | 0.59859 | 0.0024735 | 3.278
MD | INSIG | INDUSTRIAL | ATLANTIC MARINA RESORT, LLC. | MDG767001 | 001 | 1 | 0% | 0.0096593 | 0.0096593 | 1.9945 | 0.19945 | 14.959 | 1.2155 | 0.12155 | 9.1159 | 1.1945 | 0.098713 | 3.2705 | 0.041204 | 0.0041204 | 0.61806 | 1.2121 | 0.12121 | 18.182 | 1.1912 | 0.098443 | 6.5232 | 0.041204 | 0.0041204 | 0.61806 | 1.2121 | 0.12121 | 18.182 | 1.1912 | 0.098443 | 6.5232
MD | INSIG | INDUSTRIAL | ATLANTIC MARINA, LLC | MDG999145 | 001 | 1 | 0% | 0.00010005 | 0.00010005 | 1.9945 | 0.0099727 | 29.918 | 0.61078 | 0.0030539 | 9.1617 | 0.61011 | 0.0029965 | 6.0924 | 1.9989 | 0.0099945 | 29.9836 | 0.60911 | 0.0030456 | 9.1367 | 0.60844 | 0.0029883 | 6.0757 | 1.9989 | 0.0099945 | 29.9836 | 0.60911 | 0.0030456 | 9.1367 | 0.60844 | 0.0029883 | 6.0757
MD | INSIG | INDUSTRIAL | B.P. SAND & GRAVEL | MDG498006 | 001 | 1 | 0% | 0.00099955 | 0.00099955 | 1.9945 | 0.0099727 | 29.918 | 6.1017 | 0.030509 | 91.5255 | 4.795 | 0.02415 | 22.2941 | 1.9989 | 0.0099945 | 29.9836 | 6.085 | 0.030425 | 91.2754 | 4.7819 | 0.024084 | 22.2332 | 1.9989 | 0.0099945 | 29.9836 | 6.085 | 0.030425 | 91.2754 | 4.7819 | 0.024084 | 22.2332
MD | INSIG | INDUSTRIAL | BACK CREEK BOAT YARD | MDG999262 | 001 | 1 | 0% | 0.00010005 | 0.00010005 | 1.9945 | 0.0099727 | 29.918 | 0.61078 | 0.0030539 | 9.1617 | 0.58852 | 0.0024617 | 4.8713 | 1.9989 | 0.0099945 | 29.9836 | 0.60911 | 0.0030456 | 9.1367 | 0.58691 | 0.002455 | 4.858 | 1.9989 | 0.0099945 | 29.9836 | 0.60911 | 0.0030456 | 9.1367 | 0.58691 | 0.002455 | 4.858
MD | INSIG | INDUSTRIAL | BACKBONE MOUNTAIN, LLC - MINE #1 | MD0068811 | 001 | 1 | 0% | 0.20977 | 0.20977 | 0 | 0 | 1.17 | 0 | 0 | 826.2575 | 0 | 0 | 68.2284 | 0.59311 | 0.0047919 | 14.0698 | 378.9246 | 3.0615 | 8988.9468 | 301.6617 | 1.988 | 742.2646 | 2.9271 | 0.018402 | 17.2521 | 1870.0778 | 11.7569 | 11022.0698 | 1488.7681 | 7.6346 | 910.1503
MD | INSIG | INDUSTRIAL | BACKYARD BOATS | MDG999243 | 001 | 1 | 0% | 0.00010005 | 0.00010005 | 1.9945 | 0.0099727 | 29.918 | 0.61078 | 0.0030539 | 9.1617 | 0.57373 | 0.0026222 | 4.6003 | 1.9989 | 0.0099945 | 29.9836 | 0.60911 | 0.0030456 | 9.1367 | 0.57216 | 0.002615 | 4.5877 | 1.9989 | 0.0099945 | 29.9836 | 0.60911 | 0.0030456 | 9.1367 | 0.57216 | 0.002615 | 4.5877
MD | INSIG | INDUSTRIAL | BALDWIN HILLS SWIM/TENNIS CLUB | MDG766126 | 001 | 1 | 0% | 0.00021931 | 0.00021931 | 1.9945 | 0.19945 | 14.959 | 1.2155 | 0.12155 | 9.1159 | 0.95429 | 0.087613 | 3.3363 | 1.8148 | 0.18148 | 15.0112 | 1.2121 | 0.12121 | 10.0263 | 0.95168 | 0.087374 | 3.6695 | 1.8148 | 0.18148 | 27.2219 | 1.2121 | 0.12121 | 18.182 | 0.95168 | 0.087374 | 6.6544
MD | INSIG | INDUSTRIAL | BALTIMORE CITY COMPOSTING PART | MD0061875 | 001 | 1.0477 | 4.773% |  | 0.13419 | 0 | 0.70966 | 30 | 0 | 290.0318 | 12260.7418 | 0 | 290.0318 | 12260.7418 | 0 | 0.70966 | 30 | 0 | 290.0318 | 12260.7418 | 0 | 290.0318 | 12260.7418 | 0 | 0.70966 | 30 | 0 | 290.0318 | 12260.7418 | 0 | 290.0318 | 12260.7418
MD | INSIG | INDUSTRIAL | BALTIMORE MARINE CENTER, LLC | MD0070025 | 001 | 1 | 0% | 0.00050027 | 0.00050027 | 0 | 0 | 29.918 | 0 | 0 | 45.8086 | 0 | 0 | 45.8086 | 0.40088 | 0.0020044 | 29.9836 | 0.61078 | 0.0030539 | 45.6834 | 0.61078 | 0.0030539 | 45.6834 | 1.9989 | 0.0099945 | 29.9836 | 3.0456 | 0.015228 | 45.6834 | 3.0456 | 0.015228 | 45.6834
MD | INSIG | INDUSTRIAL | BALTIMORE YACHT CLUB | MDG766568 | 001 | 1 | 0% | 0.021179 | 0.021179 | 1.9945 | 0.19945 | 14.959 | 1.2155 | 0.12155 | 9.1159 | 1.2145 | 0.12132 | 6.125 | 0.018792 | 0.0018792 | 0.28188 | 1.2121 | 0.12121 | 18.182 | 1.2112 | 0.12099 | 12.2165 | 0.018792 | 0.0018792 | 0.28188 | 1.2121 | 0.12121 | 18.182 | 1.2112 | 0.12099 | 12.2165
MD | INSIG | INDUSTRIAL | BALTO.CO. CLUB @ FIVE FARMS | MD0068888 | 001 | 1 | 0% | 0.00057054 | 0.00057054 | 0 | 0 | 9.7585 | 0 | 0 | 18.3109 | 0 | 0 | 3.3676 | 1.5748 | 0.84362 | 10.5222 | 2.7363 | 1.4659 | 18.2834 | 1.8853 | 0.64706 | 3.3625 | 5.6049 | 1.4012 | 21.0185 | 9.7391 | 2.4348 | 36.5217 | 6.7101 | 1.0747 | 6.7167
MD | INSIG | INDUSTRIAL | BANNISTER NEIGHBORHOOD POOL | MDG766231 | 001 | 1 | 0% | 0.018939 | 0.018939 | 1.9945 | 0.19945 | 14.959 | 1.2155 | 0.12155 | 9.1159 | 0.67272 | 0.078578 | 5.9347 | 0.021014 | 0.0021014 | 0.31522 | 1.2121 | 0.12121 | 18.182 | 0.67088 | 0.078363 | 11.837 | 0.021014 | 0.0021014 | 0.31522 | 1.2121 | 0.12121 | 18.182 | 0.67088 | 0.078363 | 11.837
MD | INSIG | INDUSTRIAL | BARDON, INC. - DORSEY RUN | MDG499804 | 001 | 1 | 0% | 0.00099968 | 0.00099968 | 1.9936 | 0.0099679 | 29.918 | 6.0988 | 0.030494 | 91.5255 | 5.2755 | 0.032262 | 41.1785 | 1.9977 | 0.0099884 | 29.9795 | 6.0821 | 0.030411 | 91.2754 | 5.2611 | 0.032174 | 41.066 | 1.9977 | 0.0099884 | 29.9795 | 6.0821 | 0.030411 | 91.2754 | 5.2611 | 0.032174 | 41.066
MD | INSIG | INDUSTRIAL | BARDON, INC. - HOLLYWOOD ASPHALT FACILITY | MDG499853 | 001 | 1 | 0% | 0.00099955 | 0.00099955 | 1.9945 | 0.0099727 | 29.918 | 6.1017 | 0.030509 | 91.5255 | 4.5053 | 0.047985 | 82.3442 | 1.9989 | 0.0099945 | 29.9836 | 6.085 | 0.030425 | 91.2754 | 4.493 | 0.047854 | 82.1192 | 1.9989 | 0.0099945 | 29.9836 | 6.085 | 0.030425 | 91.2754 | 4.493 | 0.047854 | 82.1192
MD | INSIG | INDUSTRIAL | BARDON, INC.- DBA, AGGREGRATE INDUSTRIES - ODELL R | MD0069965 | 001 | 1 | 0% | 0.0011503 | 0.0011503 | 0 | 0 | 4.1616 | 0 | 0 | 17.1207 | 0 | 0 | 15.4754 | 0 | 0 | 4.8797 | 0 | 0 | 17.095 | 0 | 0 | 15.4522 | 0 | 0 | 9.7474 | 0 | 0 | 34.1478 | 0 | 0 | 30.8662
MD | INSIG | INDUSTRIAL | BARDON,INC - BLADENSBURG READY-MIX CONCRETE | MD0069795 | 001 | 1 | 0% | 0.0027 | 0.0027 | 0 | 0 | 14.959 | 0 | 0 | 123.5985 | 0 | 0 | 69.3744 | 0 | 0 | 15.0082 | 0 | 0 | 123.4128 | 0 | 0 | 69.2702 | 0 | 0 | 29.9795 | 0 | 0 | 246.5215 | 0 | 0 | 138.3697
MD | INSIG | INDUSTRIAL | BARKER'S LANDING PIT | MDG499812 | 001 | 1 | 0% | 0.00099968 | 0.00099968 | 1.9936 | 0.0099679 | 29.918 | 6.0988 | 0.030494 | 91.5255 | 5.6405 | 0.027813 | 39.2851 | 1.9977 | 0.0099884 | 29.9795 | 6.0821 | 0.030411 | 91.2754 | 5.6251 | 0.027737 | 39.1778 | 1.9977 | 0.0099884 | 29.9795 | 6.0821 | 0.030411 | 91.2754 | 5.6251 | 0.027737 | 39.1778
MD | INSIG | INDUSTRIAL | BARNETT CONCRETE | MDG499754 | 001 | 1 | 0% | 0.00099955 | 0.00099955 | 1.9945 | 0.0099727 | 29.918 | 6.1017 | 0.030509 | 91.5255 | 6.0234 | 0.029817 | 31.7765 | 1.9989 | 0.0099945 | 29.9836 | 6.085 | 0.030425 | 91.2754 | 6.0069 | 0.029736 | 31.6897 | 1.9989 | 0.0099945 | 29.9836 | 6.085 | 0.030425 | 91.2754 | 6.0069 | 0.029736 | 31.6897
MD | INSIG | INDUSTRIAL | BARSTOW READY MIX CONCRETE PLANT | MDG499857 | 001 | 1 | 0% | 0.00099955 | 0.00099955 | 1.9945 | 0.0099727 | 29.918 | 6.1017 | 0.030509 | 91.5255 | 4.979 | 0.02043 | 36.2446 | 1.9989 | 0.0099945 | 29.9836 | 6.085 | 0.030425 | 91.2754 | 4.9654 | 0.020374 | 36.1456 | 1.9989 | 0.0099945 | 29.9836 | 6.085 | 0.030425 | 91.2754 | 4.9654 | 0.020374 | 36.1456
MD | INSIG | INDUSTRIAL | BAR-T RANCH SUMMER CAMP | MDG766207 | 001 | 1 | 0% | 0.0011593 | 0.0011593 | 1.9945 | 0.19945 | 14.959 | 1.2155 | 0.12155 | 9.1159 | 0.65851 | 0.019502 | 0.39233 | 0.34331 | 0.034331 | 5.1496 | 1.2121 | 0.12121 | 18.182 | 0.65671 | 0.019449 | 0.78252 | 0.34331 | 0.034331 | 5.1496 | 1.2121 | 0.12121 | 18.182 | 0.65671 | 0.019449 | 0.78252
MD | INSIG | INDUSTRIAL | BARTON MINING CO.,INC. 338 | MDG852427 | 001 | 1 | 0% | 0.0275 | 0.0275 | 11.1694 | 5.9836 | 14.959 | 939.9586 | 503.5493 | 1258.8732 | 517.817 | 263.9988 | 708.1762 | 7.9945 | 1.9986 | 15.0082 | 669.5646 | 167.3911 | 1256.9819 | 368.8587 | 87.7592 | 707.1123 | 7.9945 | 1.9986 | 29.9795 | 669.5646 | 167.3911 | 2510.8672 | 368.8587 | 87.7592 | 1412.4826
MD | INSIG | INDUSTRIAL | BAY BOAT WORKS, INC. | MDG999159 | 001 | 1 | 0% | 0.00010005 | 0.00010005 | 1.9945 | 0.0099727 | 29.918 | 0.61078 | 0.0030539 | 9.1617 | 0.61078 | 0.0030539 | 9.1617 | 1.9989 | 0.0099945 | 29.9836 | 0.60911 | 0.0030456 | 9.1367 | 0.60911 | 0.0030456 | 9.1367 | 1.9989 | 0.0099945 | 29.9836 | 0.60911 | 0.0030456 | 9.1367 | 0.60911 | 0.0030456 | 9.1367
MD | INSIG | INDUSTRIAL | BAY COUNTRY RENTALS | MDG499749 | 001 | 1 | 0% | 0.00099955 | 0.00099955 | 1.9945 | 0.0099727 | 29.918 | 6.1017 | 0.030509 | 91.5255 | 6.0869 | 0.030399 | 51.1779 | 1.9989 | 0.0099945 | 29.9836 | 6.085 | 0.030425 | 91.2754 | 6.0703 | 0.030316 | 51.038 | 1.9989 | 0.0099945 | 29.9836 | 6.085 | 0.030425 | 91.2754 | 6.0703 | 0.030316 | 51.038
MD | INSIG | INDUSTRIAL | BAY READY MIX CONCRETE LLC | MDG498028 | 001 | 1 | 0% | 0.00099968 | 0.00099968 | 1.9936 | 0.0099679 | 29.918 | 6.0988 | 0.030494 | 91.5255 | 4.8176 | 0.029416 | 31.6776 | 1.9977 | 0.0099884 | 29.9795 | 6.0821 | 0.030411 | 91.2754 | 4.8044 | 0.029336 | 31.591 | 1.9977 | 0.0099884 | 29.9795 | 6.0821 | 0.030411 | 91.2754 | 4.8044 | 0.029336 | 31.591
MD | INSIG | INDUSTRIAL | BAYRIDGE DEVELOPMENT MINING & RECLAMATION/MARTIN P | MD0070572 | 001 | 1 | 0% | 0.0010003 | 0.0010003 | 0 | 0 | 29.8881 | 0 | 0 | 91.5255 | 0 | 0 | 26.9865 | 0.40056 | 0.0020028 | 29.9596 | 1.2203 | 0.0061017 | 91.2754 | 0.65124 | 0.00304 | 26.9127 | 1.9973 | 0.0099865 | 29.9596 | 6.085 | 0.030425 | 91.2754 | 3.2473 | 0.015158 | 26.9127
MD | INSIG | INDUSTRIAL | BBSS, INC. | MD0068993 | 001 | 1.0444 | 4.442% |  | 0.13244 | 0.71965 | 0 | 30 | 290.2836 | 0 | 12100.9496 | 226.8147 | 0 | 2932.0707 | 0.71965 | 0 | 30 | 290.2836 | 0 | 12100.9496 | 226.8147 | 0 | 2932.0707 | 0.71965 | 0 | 30 | 290.2836 | 0 | 12100.9496 | 226.8147 | 0 | 2932.0707
MD | INSIG | INDUSTRIAL | BEACON LIGHT MARINA | MDG999130 | 001 | 1 | 0% | 0.00010005 | 0.00010005 | 1.9945 | 0.0099727 | 29.918 | 0.61078 | 0.0030539 | 9.1617 | 0.56499 | 0.0030401 | 1.0263 | 1.9989 | 0.0099945 | 29.9836 | 0.60911 | 0.0030456 | 9.1367 | 0.56345 | 0.0030318 | 1.0235 | 1.9989 | 0.0099945 | 29.9836 | 0.60911 | 0.0030456 | 9.1367 | 0.56345 | 0.0030318 | 1.0235
MD | INSIG | INDUSTRIAL | BEAVER CREEK GOLF COURSE | MDG766259 | 001 | 1 | 0% | 0.0016593 | 0.0016593 | 1.9945 | 0.19945 | 14.959 | 1.2155 | 0.12155 | 9.1159 | 1.0046 | 0.089667 | 5.9305 | 0.23986 | 0.023986 | 3.5979 | 1.2121 | 0.12121 | 18.182 | 1.0019 | 0.089422 | 11.8285 | 0.23986 | 0.023986 | 3.5979 | 1.2121 | 0.12121 | 18.182 | 1.0019 | 0.089422 | 11.8285
MD | INSIG | INDUSTRIAL | BEAVER DAM SWIMMING CLUB | MDG766241 | 001 | 1 | 0% | 0.0031993 | 0.0031993 | 1.9945 | 0.19945 | 14.959 | 1.2155 | 0.12155 | 9.1159 | 0.4019 | 0.050955 | 0.57187 | 0.1244 | 0.01244 | 1.866 | 1.2121 | 0.12121 | 18.182 | 0.4008 | 0.050816 | 1.1406 | 0.1244 | 0.01244 | 1.866 | 1.2121 | 0.12121 | 18.182 | 0.4008 | 0.050816 | 1.1406
MD | INSIG | INDUSTRIAL | BEDFORD COMMONS | MDG766665 | 001 | 1 | 0% | 5e-05 | 5e-05 | 1.9945 | 0.19945 | 14.959 | 0.30518 | 0.030518 | 2.2889 | 0.1472 | 0.017611 | 0.928 | 1.9986 | 0.19986 | 15.0082 | 0.30435 | 0.030435 | 2.2854 | 0.1468 | 0.017563 | 0.92661 | 1.9986 | 0.19986 | 29.9795 | 0.30435 | 0.030435 | 4.5652 | 0.1468 | 0.017563 | 1.8509
MD | INSIG | INDUSTRIAL | BEDFORD VALLEY PETROLEUM CORP. | MDG342261 | 001 | 1 | 0% | 3.4e-05 | 3.4e-05 | 11.1694 | 5.9836 | 14.959 | 1.1621 | 0.62257 | 1.5564 | 1.0983 | 0.52647 | 1.0897 | 7.9945 | 1.9986 | 15.0082 | 0.82783 | 0.20696 | 1.5541 | 0.78237 | 0.17501 | 1.088 | 7.9945 | 1.9986 | 29.9795 | 0.82783 | 0.20696 | 3.1043 | 0.78237 | 0.17501 | 2.1734
MD | INSIG | INDUSTRIAL | BEECHWOOD COAL, LLC.-TIPPLE #5 | MDG851353 | 001 | 1 | 0% | 0.0275 | 0.0275 | 11.1694 | 5.9836 | 14.959 | 939.9586 | 503.5493 | 1258.8732 | 528.3664 | 263.9988 | 708.1762 | 7.9945 | 1.9986 | 15.0082 | 669.5646 | 167.3911 | 1256.9819 | 376.3734 | 87.7592 | 707.1123 | 7.9945 | 1.9986 | 29.9795 | 669.5646 | 167.3911 | 2510.8672 | 376.3734 | 87.7592 | 1412.4826
MD | INSIG | INDUSTRIAL | BEECHWOOD MINE | MDG859614 | 001 | 1 | 0% | 5e-05 | 5e-05 | 11.1694 | 5.9836 | 14.959 | 1.709 | 0.91554 | 2.2889 | 1.0348 | 0.20003 | 0.36818 | 7.9945 | 1.9986 | 15.0082 | 1.2174 | 0.30435 | 2.2854 | 0.73712 | 0.066494 | 0.36762 | 7.9945 | 1.9986 | 29.9795 | 1.2174 | 0.30435 | 4.5652 | 0.73712 | 0.066494 | 0.73434
MD | INSIG | INDUSTRIAL | BEL PRE RECREATION ASSN. | MDG766474 | 001 | 1 | 0% | 0.011239 | 0.011239 | 1.9945 | 0.19945 | 14.959 | 1.2155 | 0.12155 | 9.1159 | 0.82891 | 0.082396 | 3.5962 | 0.035411 | 0.0035411 | 0.53117 | 1.2121 | 0.12121 | 18.182 | 0.82664 | 0.082171 | 7.1728 | 0.035411 | 0.0035411 | 0.53117 | 1.2121 | 0.12121 | 18.182 | 0.82664 | 0.082171 | 7.1728
MD | INSIG | INDUSTRIAL | BELLE MANOR H.O.A. | MDG766682 | 001 | 1 | 0% | 0.0062793 | 0.0062793 | 1.9945 | 0.19945 | 14.959 | 1.2155 | 0.12155 | 9.1159 | 0.89531 | 0.059497 | 2.2368 | 0.063383 | 0.0063383 | 0.95074 | 1.2121 | 0.12121 | 18.182 | 0.89287 | 0.059334 | 4.4614 | 0.063383 | 0.0063383 | 0.95074 | 1.2121 | 0.12121 | 18.182 | 0.89287 | 0.059334 | 4.4614
MD | INSIG | INDUSTRIAL | BELMONT SOUTH ASSOCIATION | MDG766400 | 001 | 1 | 0% | 0.018359 | 0.018359 | 1.9945 | 0.19945 | 14.959 | 1.2155 | 0.12155 | 9.1159 | 0.35092 | 0.062894 | 3.2943 | 0.021678 | 0.0021678 | 0.32518 | 1.2121 | 0.12121 | 18.182 | 0.34996 | 0.062722 | 6.5705 | 0.021678 | 0.0021678 | 0.32518 | 1.2121 | 0.12121 | 18.182 | 0.34996 | 0.062722 | 6.5705
MD | INSIG | INDUSTRIAL | BENEDICITNE PROGRAMS-SERVICES | MDG766163 | 001 | 1 | 0% | 0.0011593 | 0.0011593 | 1.9945 | 0.19945 | 14.959 | 1.2155 | 0.12155 | 9.1159 | 0.60069 | 0.10225 | 1.39 | 0.34331 | 0.034331 | 5.1496 | 1.2121 | 0.12121 | 18.182 | 0.59905 | 0.10198 | 2.7724 | 0.34331 | 0.034331 | 5.1496 | 1.2121 | 0.12121 | 18.182 | 0.59905 | 0.10198 | 2.7724
MD | INSIG | INDUSTRIAL | BENNETT STRIP | MDG859621 | 001 | 1 | 0% | 5e-05 | 5e-05 | 11.1694 | 5.9836 | 14.959 | 1.709 | 0.91554 | 2.2889 | 1.2399 | 0.4299 | 1.1864 | 7.9945 | 1.9986 | 15.0082 | 1.2174 | 0.30435 | 2.2854 | 0.8832 | 0.14291 | 1.1846 | 7.9945 | 1.9986 | 29.9795 | 1.2174 | 0.30435 | 4.5652 | 0.8832 | 0.14291 | 2.3664
MD | INSIG | INDUSTRIAL | BERT JABIN'S YACHT YARD | MDG999184 | 001 | 1 | 0% | 0.00010005 | 0.00010005 | 1.9945 | 0.0099727 | 29.918 | 0.61078 | 0.0030539 | 9.1617 | 0.61078 | 0.0030539 | 9.1617 | 1.9989 | 0.0099945 | 29.9836 | 0.60911 | 0.0030456 | 9.1367 | 0.60911 | 0.0030456 | 9.1367 | 1.9989 | 0.0099945 | 29.9836 | 0.60911 | 0.0030456 | 9.1367 | 0.60911 | 0.0030456 | 9.1367
MD | INSIG | INDUSTRIAL | BEST BUILDING COMPONENTS,LLC | MDG346502 | 001 | 1 | 0% | 0.0002 | 0.0002 | 11.1694 | 5.9836 | 14.959 | 6.8361 | 3.6622 | 9.1554 | 6.1037 | 2.6108 | 5.3323 | 7.9945 | 1.9986 | 15.0082 | 4.8696 | 1.2174 | 9.1417 | 4.3479 | 0.86788 | 5.3243 | 7.9945 | 1.9986 | 29.9795 | 4.8696 | 1.2174 | 18.2609 | 4.3479 | 0.86788 | 10.6355
MD | INSIG | INDUSTRIAL | BETHEL | MD_BETHEL | 001 | 1.1432 | 14.32% |  | 1.1567 | 18.9545 | 0.5351 | 120 | 66771 | 1885 | 422723.728 | 66771 | 1885 | 422723.728 | 18.9545 | 0.5351 | 120 | 66771 | 1885 | 422723.728 | 66771 | 1885 | 422723.728 | 18.9545 | 0.5351 | 120 | 66771 | 1885 | 422723.728 | 66771 | 1885 | 422723.728
MD | INSIG | INDUSTRIAL | BETHESDA COUNTRY CLUB | MDG766428 | 001 | 1 | 0% | 0.0016593 | 0.0016593 | 1.9945 | 0.19945 | 14.959 | 1.2155 | 0.12155 | 9.1159 | 0.20872 | 0.071696 | 4.8212 | 0.23986 | 0.023986 | 3.5979 | 1.2121 | 0.12121 | 18.182 | 0.20815 | 0.0715 | 9.616 | 0.23986 | 0.023986 | 3.5979 | 1.2121 | 0.12121 | 18.182 | 0.20815 | 0.0715 | 9.616
MD | INSIG | INDUSTRIAL | BILLINGSLEY ASPHALT FACILITY | MDG491605 | 001 | 1 | 0% | 0.00016696 | 0.00016696 | 1.9945 | 0.0099727 | 29.918 | 1.0197 | 0.0050987 | 15.296 | 0.59241 | 0.0032963 | 9.9581 | 2 | 0.01 | 30 | 1.017 | 0.0050848 | 15.2543 | 0.59079 | 0.0032872 | 9.9309 | 2 | 0.01 | 30 | 1.017 | 0.0050848 | 15.2543 | 0.59079 | 0.0032872 | 9.9309
MD | INSIG | INDUSTRIAL | BITUMAR U S A,INC. | MD0068381 | 001 | 1 | 0% | 0.0066833 | 0.0066833 | 26.0852 | 0 | 14.959 | 533.4994 | 0 | 305.9444 | 533.4994 | 0 | 305.9444 | 7.9945 | 0 | 15.0082 | 162.7245 | 0 | 305.4847 | 162.7245 | 0 | 305.4847 | 7.9945 | 0 | 29.9795 | 162.7245 | 0 | 610.2169 | 162.7245 | 0 | 610.2169
MD | INSIG | INDUSTRIAL | BIVALVE BULK PLANT/TAYLOR OIL | MDG344502 | 001 | 1 | 0% | 0.0004 | 0.0004 | 11.1694 | 5.9836 | 14.959 | 13.6721 | 7.3244 | 18.3109 | 13.0126 | 5.156 | 1.7554 | 7.9945 | 1.9986 | 15.0082 | 9.7391 | 2.4348 | 18.2834 | 9.2693 | 1.714 | 1.7527 | 7.9945 | 1.9986 | 29.9795 | 9.7391 | 2.4348 | 36.5217 | 9.2693 | 1.714 | 3.5012
MD | INSIG | INDUSTRIAL | BLUE MOUNTAIN MATERIALS, LLC | MD0069493 | 001 | 1 | 0% | 0.80647 | 0.80647 | 0.12662 | 0 | 14.959 | 312.5007 | 0 | 36917.7966 | 139.9079 | 0 | 2670.4687 | 0.12688 | 0 | 15.0082 | 311.6469 | 0 | 36862.3329 | 139.5256 | 0 | 2666.4567 | 0.12688 | 0 | 29.9795 | 311.6469 | 0 | 73633.8567 | 139.5256 | 0 | 5326.3448
MD | INSIG | INDUSTRIAL | BOARD OF CHILD CARE | MDG766690 | 001 | 1 | 0% | 0.00019931 | 0.00019931 | 1.9945 | 0.19945 | 14.959 | 1.2155 | 0.12155 | 9.1159 | 0.58626 | 0.07014 | 3.696 | 1.9969 | 0.19969 | 15.0082 | 1.2121 | 0.12121 | 9.1101 | 0.58466 | 0.069949 | 3.6936 | 1.9969 | 0.19969 | 29.9535 | 1.2121 | 0.12121 | 18.182 | 0.58466 | 0.069949 | 7.3718
MD | INSIG | INDUSTRIAL | BOAT WORKS | MDG999266 | 001 | 1 | 0% | 0.00010005 | 0.00010005 | 1.9945 | 0.0099727 | 29.918 | 0.61078 | 0.0030539 | 9.1617 | 0.48696 | 0.0018415 | 1.503 | 1.9989 | 0.0099945 | 29.9836 | 0.60911 | 0.0030456 | 9.1367 | 0.48563 | 0.0018364 | 1.4989 | 1.9989 | 0.0099945 | 29.9836 | 0.60911 | 0.0030456 | 9.1367 | 0.48563 | 0.0018364 | 1.4989
MD | INSIG | INDUSTRIAL | BOHEMIA ANCHORAGE MARINA | MDG999224 | 001 | 1 | 0% | 0.00010005 | 0.00010005 | 1.9945 | 0.0099727 | 29.918 | 0.61078 | 0.0030539 | 9.1617 | 0.59765 | 0.0027646 | 5.4978 | 1.9989 | 0.0099945 | 29.9836 | 0.60911 | 0.0030456 | 9.1367 | 0.59602 | 0.002757 | 5.4828 | 1.9989 | 0.0099945 | 29.9836 | 0.60911 | 0.0030456 | 9.1367 | 0.59602 | 0.002757 | 5.4828
MD | INSIG | INDUSTRIAL | BOHEMIA BAY YACHT HARBOUR | MDG766007 | 001 | 1 | 0% | 0.0096593 | 0.0096593 | 1.9945 | 0.19945 | 14.959 | 1.2155 | 0.12155 | 9.1159 | 1.2024 | 0.11579 | 7.2931 | 0.041204 | 0.0041204 | 0.61806 | 1.2121 | 0.12121 | 18.182 | 1.1991 | 0.11547 | 14.5464 | 0.041204 | 0.0041204 | 0.61806 | 1.2121 | 0.12121 | 18.182 | 1.1991 | 0.11547 | 14.5464
MD | INSIG | INDUSTRIAL | BOHEMIA BAY YACHT HARBOUR | MDG999198 | 001 | 1 | 0% | 0.00010005 | 0.00010005 | 1.9945 | 0.0099727 | 29.918 | 0.61078 | 0.0030539 | 9.1617 | 0.61078 | 0.0030539 | 9.1617 | 1.9989 | 0.0099945 | 29.9836 | 0.60911 | 0.0030456 | 9.1367 | 0.60911 | 0.0030456 | 9.1367 | 1.9989 | 0.0099945 | 29.9836 | 0.60911 | 0.0030456 | 9.1367 | 0.60911 | 0.0030456 | 9.1367
MD | INSIG | INDUSTRIAL | BOHEMIA VISTA YACHT BASIN, INC. | MDG999217 | 001 | 1 | 0% | 0.00010005 | 0.00010005 | 1.9945 | 0.0099727 | 29.918 | 0.61078 | 0.0030539 | 9.1617 | 0.60421 | 0.0029092 | 7.3298 | 1.9989 | 0.0099945 | 29.9836 | 0.60911 | 0.0030456 | 9.1367 | 0.60256 | 0.0029013 | 7.3097 | 1.9989 | 0.0099945 | 29.9836 | 0.60911 | 0.0030456 | 9.1367 | 0.60256 | 0.0029013 | 7.3097
MD | INSIG | INDUSTRIAL | BOWLEYS MARINA, INC. | MDG999107 | 001 | 1 | 0% | 0.00010005 | 0.00010005 | 1.9945 | 0.0099727 | 29.918 | 0.61078 | 0.0030539 | 9.1617 | 0.61078 | 0.0030539 | 9.1617 | 1.9989 | 0.0099945 | 29.9836 | 0.60911 | 0.0030456 | 9.1367 | 0.60911 | 0.0030456 | 9.1367 | 1.9989 | 0.0099945 | 29.9836 | 0.60911 | 0.0030456 | 9.1367 | 0.60911 | 0.0030456 | 9.1367
MD | INSIG | INDUSTRIAL | BRANDYWINE ENTERPRISES INC. - DAVIDSONVILLE | MDG493115 | 001 | 1 | 0% | 0.00099955 | 0.00099955 | 1.9945 | 0.0099727 | 29.918 | 6.1017 | 0.030509 | 91.5255 | 6.1017 | 0.030509 | 91.5255 | 1.9989 | 0.0099945 | 29.9836 | 6.085 | 0.030425 | 91.2754 | 6.085 | 0.030425 | 91.2754 | 1.9989 | 0.0099945 | 29.9836 | 6.085 | 0.030425 | 91.2754 | 6.085 | 0.030425 | 91.2754
MD | INSIG | INDUSTRIAL | BRANFORD LLC - ST. CLAIR PIT | MDG499764 | 001 | 1 | 0% | 0.00099955 | 0.00099955 | 1.9945 | 0.0099727 | 29.918 | 6.1017 | 0.030509 | 91.5255 | 4.0187 | 0.015443 | 7.8449 | 1.9989 | 0.0099945 | 29.9836 | 6.085 | 0.030425 | 91.2754 | 4.0077 | 0.0154 | 7.8234 | 1.9989 | 0.0099945 | 29.9836 | 6.085 | 0.030425 | 91.2754 | 4.0077 | 0.0154 | 7.8234
MD | INSIG | INDUSTRIAL | BREEDING PIT | MDG499729 | 001 | 1 | 0% | 0.00099955 | 0.00099955 | 1.9945 | 0.0099727 | 29.918 | 6.1017 | 0.030509 | 91.5255 | 5.9273 | 0.025563 | 20.8423 | 1.9989 | 0.0099945 | 29.9836 | 6.085 | 0.030425 | 91.2754 | 5.9111 | 0.025493 | 20.7854 | 1.9989 | 0.0099945 | 29.9836 | 6.085 | 0.030425 | 91.2754 | 5.9111 | 0.025493 | 20.7854
MD | INSIG | INDUSTRIAL | BREEZY POINT MARINA, INC. | MD0069809 | 001 | 1 | 0% | 0.0475 | 0.0475 | 11.1694 | 5.9836 | 14.959 | 1623.5649 | 869.7669 | 2174.4173 | 1321.7924 | 563.0667 | 1043.9021 | 7.9945 | 1.9986 | 15.0082 | 1156.5207 | 289.1302 | 2171.1505 | 941.5578 | 187.1761 | 1042.3338 | 7.9945 | 1.9986 | 29.9795 | 1156.5207 | 289.1302 | 4336.9525 | 941.5578 | 187.1761 | 2082.0998
MD | INSIG | INDUSTRIAL | BRETTON WOODS REC. CENTER,INC. | MDG766244 | 001 | 1 | 0% | 0.0011593 | 0.0011593 | 1.9945 | 0.19945 | 14.959 | 1.2155 | 0.12155 | 9.1159 | 1.0564 | 0.069069 | 4.8522 | 0.34331 | 0.034331 | 5.1496 | 1.2121 | 0.12121 | 18.182 | 1.0535 | 0.06888 | 9.6779 | 0.34331 | 0.034331 | 5.1496 | 1.2121 | 0.12121 | 18.182 | 1.0535 | 0.06888 | 9.6779
MD | INSIG | INDUSTRIAL | BRICK HOUSE PIT | MD0070637 | 001 | 1 | 0% | 0.0009665 | 0.0009665 | 0 | 0 | 24.8112 | 0 | 0 | 75.9787 | 0 | 0 | 22.4025 | 0.34435 | 0.0017218 | 25.7415 | 1.0136 | 0.005068 | 75.7711 | 0.50813 | 0.002525 | 22.3413 | 1.7161 | 0.0085805 | 25.7415 | 5.0514 | 0.025257 | 75.7711 | 2.5323 | 0.012584 | 22.3413
MD | INSIG | INDUSTRIAL | BRIDGETOWN AQUACULTURE | MD0068250 | 001 | 1 | 0% | 0.00033022 | 0.00033022 | 21.9294 | 206.3355 | 1.8686 | 26.8615 | 252.742 | 2.2889 | 13.719 | 212.6285 | 0.349 | 1.2105 | 0.30262 | 2.2725 | 1.2174 | 0.30435 | 2.2854 | 0.62176 | 0.25604 | 0.34848 | 1.2105 | 0.30262 | 4.5393 | 1.2174 | 0.30435 | 4.5652 | 0.62176 | 0.25604 | 0.6961
MD | INSIG | INDUSTRIAL | BROOKSHIRE CONDOMINIUMS ACCOSIATION | MDG767024 | 001 | 1 | 0% | 5e-05 | 5e-05 | 1.9945 | 0.19945 | 14.959 | 0.30518 | 0.030518 | 2.2889 | 0.13725 | 0.017611 | 0.928 | 1.9986 | 0.19986 | 15.0082 | 0.30435 | 0.030435 | 2.2854 | 0.13687 | 0.017563 | 0.92661 | 1.9986 | 0.19986 | 29.9795 | 0.30435 | 0.030435 | 4.5652 | 0.13687 | 0.017563 | 1.8509
MD | INSIG | INDUSTRIAL | BRYAN TRACT | MD0070408 | 001 | 1 | 0% | 0.0010003 | 0.0010003 | 0 | 0 | 29.8881 | 0 | 0 | 91.5255 | 0 | 0 | 30.639 | 0.40056 | 0.0020028 | 29.9596 | 1.2203 | 0.0061017 | 91.2754 | 0.90934 | 0.0036851 | 30.5553 | 1.9973 | 0.0099865 | 29.9596 | 6.085 | 0.030425 | 91.2754 | 4.5343 | 0.018375 | 30.5553
MD | INSIG | INDUSTRIAL | BRYANT WOODS POOL | MDG766167 | 001 | 1 | 0% | 0.0018393 | 0.0018393 | 1.9945 | 0.19945 | 14.959 | 1.2155 | 0.12155 | 9.1159 | 0.90415 | 0.090853 | 3.3586 | 0.21639 | 0.021639 | 3.2458 | 1.2121 | 0.12121 | 18.182 | 0.90168 | 0.090605 | 6.6988 | 0.21639 | 0.021639 | 3.2458 | 1.2121 | 0.12121 | 18.182 | 0.90168 | 0.090605 | 6.6988
MD | INSIG | INDUSTRIAL | BTR HAMPSTEAD, LLC. | MD0001881 | 001 | 1 | 0% | 0.19339 | 0.19339 | 3.2014 | 0.12125 | 13.3882 | 1935.2877 | 73.3003 | 8093.41 | 0 | 0 | 0 | 4.6766 | 1.1994 | 13.7204 | 2754.5012 | 706.4363 | 8081.2508 | 0 | 0 | 0 | 7.3085 | 1.8271 | 27.407 | 4304.6916 | 1076.1729 | 16142.5937 | 0 | 0 | 0
MD | INSIG | INDUSTRIAL | BUFFALO COAL CO. | MDG851714 | 001 | 1 | 0% | 0.0275 | 0.0275 | 11.1694 | 5.9836 | 14.959 | 939.9586 | 503.5493 | 1258.8732 | 603.59 | 241.835 | 598.2663 | 7.9945 | 1.9986 | 15.0082 | 669.5646 | 167.3911 | 1256.9819 | 429.9578 | 80.3914 | 597.3675 | 7.9945 | 1.9986 | 29.9795 | 669.5646 | 167.3911 | 2510.8672 | 429.9578 | 80.3914 | 1193.2634
MD | INSIG | INDUSTRIAL | BURCH PIT | MDG499755 | 001 | 1 | 0% | 0.00099955 | 0.00099955 | 1.9945 | 0.0099727 | 29.918 | 6.1017 | 0.030509 | 91.5255 | 4.5531 | 0.034228 | 82.73 | 1.9989 | 0.0099945 | 29.9836 | 6.085 | 0.030425 | 91.2754 | 4.5406 | 0.034135 | 82.504 | 1.9989 | 0.0099945 | 29.9836 | 6.085 | 0.030425 | 91.2754 | 4.5406 | 0.034135 | 82.504
MD | INSIG | INDUSTRIAL | BURCH PIT | MDG499775 | 001 | 1 | 0% | 0.00099955 | 0.00099955 | 1.9945 | 0.0099727 | 29.918 | 6.1017 | 0.030509 | 91.5255 | 5.0699 | 0.020014 | 34.4507 | 1.9989 | 0.0099945 | 29.9836 | 6.085 | 0.030425 | 91.2754 | 5.0561 | 0.01996 | 34.3566 | 1.9989 | 0.0099945 | 29.9836 | 6.085 | 0.030425 | 91.2754 | 5.0561 | 0.01996 | 34.3566
MD | INSIG | INDUSTRIAL | BUTLER STONE QUARRY, INC. | MDG499785 | 001 | 1 | 0% | 0.00099955 | 0.00099955 | 1.9945 | 0.0099727 | 29.918 | 6.1017 | 0.030509 | 91.5255 | 1.9777 | 0.012342 | 6.1542 | 1.9989 | 0.0099945 | 29.9836 | 6.085 | 0.030425 | 91.2754 | 1.9723 | 0.012308 | 6.1374 | 1.9989 | 0.0099945 | 29.9836 | 6.085 | 0.030425 | 91.2754 | 1.9723 | 0.012308 | 6.1374
MD | INSIG | INDUSTRIAL | BUTTONWOOD BEACH R.V. RESORT | MDG766046 | 001 | 1 | 0% | 0.016959 | 0.016959 | 1.9945 | 0.19945 | 14.959 | 1.2155 | 0.12155 | 9.1159 | 1.1735 | 0.10471 | 4.653 | 0.023468 | 0.0023468 | 0.35202 | 1.2121 | 0.12121 | 18.182 | 1.1703 | 0.10442 | 9.2805 | 0.023468 | 0.0023468 | 0.35202 | 1.2121 | 0.12121 | 18.182 | 1.1703 | 0.10442 | 9.2805
MD | INSIG | INDUSTRIAL | BUZZ'S MARINA LLC | MD0070491 | 001 | 1 | 0% | 0.00099968 | 0.00099968 | 1.9936 | 0.0099679 | 29.918 | 6.0988 | 0.030494 | 91.5255 | 5.7182 | 0.024474 | 25.3895 | 1.9977 | 0.0099884 | 29.9795 | 6.0821 | 0.030411 | 91.2754 | 5.7025 | 0.024407 | 25.3202 | 1.9977 | 0.0099884 | 29.9795 | 6.0821 | 0.030411 | 91.2754 | 5.7025 | 0.024407 | 25.3202
MD | INSIG | INDUSTRIAL | BWI - SPARROWS POINT, LLC. | MD0001180 | 001 | 1 | 0% | 0.88277 | 0.88277 | 2.0905 | 0 | 1.2582 | 6913.7901 | 0 | 4161.148 | 6913.7901 | 0 | 4161.148 | 0.82321 | 0 | 1.5454 | 2213.2153 | 0 | 4154.8965 | 2213.2153 | 0 | 4154.8965 | 0.82321 | 0 | 3.087 | 2213.2153 | 0 | 8299.5575 | 2213.2153 | 0 | 8299.5575
MD | INSIG | INDUSTRIAL | BYLER SURFACE MINE | MDG498016 | 001 | 1 | 0% | 0.00016696 | 0.00016696 | 1.9945 | 0.0099727 | 29.918 | 1.0197 | 0.0050987 | 15.296 | 0.42262 | 0.0012219 | 1.052 | 2 | 0.01 | 30 | 1.017 | 0.0050848 | 15.2543 | 0.42147 | 0.0012186 | 1.0491 | 2 | 0.01 | 30 | 1.017 | 0.0050848 | 15.2543 | 0.42147 | 0.0012186 | 1.0491
MD | INSIG | INDUSTRIAL | C A BEAN INC | MDG491651 | 001 | 1 | 0% | 0.00099968 | 0.00099968 | 1.9936 | 0.0099679 | 29.918 | 6.0988 | 0.030494 | 91.5255 | 4.7714 | 0.021724 | 39.3419 | 1.9977 | 0.0099884 | 29.9795 | 6.0821 | 0.030411 | 91.2754 | 4.7584 | 0.021665 | 39.2344 | 1.9977 | 0.0099884 | 29.9795 | 6.0821 | 0.030411 | 91.2754 | 4.7584 | 0.021665 | 39.2344
MD | INSIG | INDUSTRIAL | C & C MARINE | MDG999275 | 001 | 1 | 0% | 0.00010005 | 0.00010005 | 1.9945 | 0.0099727 | 29.918 | 0.61078 | 0.0030539 | 9.1617 | 0.6093 | 0.003043 | 5.1229 | 1.9989 | 0.0099945 | 29.9836 | 0.60911 | 0.0030456 | 9.1367 | 0.60763 | 0.0030347 | 5.1089 | 1.9989 | 0.0099945 | 29.9836 | 0.60911 | 0.0030456 | 9.1367 | 0.60763 | 0.0030347 | 5.1089
MD | INSIG | INDUSTRIAL | C & D CONCRETE - CAMBRIDGE | MDG499824 | 001 | 1 | 0% | 0.00099955 | 0.00099955 | 1.9945 | 0.0099727 | 29.918 | 6.1017 | 0.030509 | 91.5255 | 5.9866 | 0.029817 | 31.7765 | 1.9989 | 0.0099945 | 29.9836 | 6.085 | 0.030425 | 91.2754 | 5.9702 | 0.029736 | 31.6897 | 1.9989 | 0.0099945 | 29.9836 | 6.085 | 0.030425 | 91.2754 | 5.9702 | 0.029736 | 31.6897
MD | INSIG | INDUSTRIAL | C & D CONCRETE - EASTON READY MIX | MDG499776 | 001 | 1 | 0% | 0.00099955 | 0.00099955 | 1.9945 | 0.0099727 | 29.918 | 6.1017 | 0.030509 | 91.5255 | 5.9799 | 0.028845 | 41.5102 | 1.9989 | 0.0099945 | 29.9836 | 6.085 | 0.030425 | 91.2754 | 5.9636 | 0.028766 | 41.3968 | 1.9989 | 0.0099945 | 29.9836 | 6.085 | 0.030425 | 91.2754 | 5.9636 | 0.028766 | 41.3968
MD | INSIG | INDUSTRIAL | C & D CONCRETE - FEDERALSBURG | MDG492736 | 001 | 1 | 0% | 0.00099955 | 0.00099955 | 1.9945 | 0.0099727 | 29.918 | 6.1017 | 0.030509 | 91.5255 | 4.938 | 0.023879 | 18.0699 | 1.9989 | 0.0099945 | 29.9836 | 6.085 | 0.030425 | 91.2754 | 4.9245 | 0.023813 | 18.0205 | 1.9989 | 0.0099945 | 29.9836 | 6.085 | 0.030425 | 91.2754 | 4.9245 | 0.023813 | 18.0205
MD | INSIG | INDUSTRIAL | C & D CONCRETE - SALISBURY | MDG492409 | 001 | 1 | 0% | 0.00099955 | 0.00099955 | 1.9945 | 0.0099727 | 29.918 | 6.1017 | 0.030509 | 91.5255 | 6.0329 | 0.028792 | 29.2715 | 1.9989 | 0.0099945 | 29.9836 | 6.085 | 0.030425 | 91.2754 | 6.0164 | 0.028714 | 29.1916 | 1.9989 | 0.0099945 | 29.9836 | 6.085 | 0.030425 | 91.2754 | 6.0164 | 0.028714 | 29.1916
MD | INSIG | INDUSTRIAL | C & D CONCRETE - SALISBURY II | MDG499819 | 001 | 1 | 0% | 0.00099955 | 0.00099955 | 1.9945 | 0.0099727 | 29.918 | 6.1017 | 0.030509 | 91.5255 | 5.3681 | 0.026826 | 22.1198 | 1.9989 | 0.0099945 | 29.9836 | 6.085 | 0.030425 | 91.2754 | 5.3534 | 0.026753 | 22.0593 | 1.9989 | 0.0099945 | 29.9836 | 6.085 | 0.030425 | 91.2754 | 5.3534 | 0.026753 | 22.0593
MD | INSIG | INDUSTRIAL | C & S COAL - JACKSON MOUNTAIN JOB | MDG859626 | 001 | 1 | 0% | 0.00099955 | 0.00099955 | 5.0077 | 0.0099727 | 29.918 | 15.3196 | 0.030509 | 91.5255 | 8.098 | 0.015995 | 51.4875 | 5.0187 | 0.0099945 | 29.9836 | 15.2778 | 0.030425 | 91.2754 | 8.0758 | 0.015951 | 51.3468 | 5.0187 | 0.0099945 | 29.9836 | 15.2778 | 0.030425 | 91.2754 | 8.0758 | 0.015951 | 51.3468
MD | INSIG | INDUSTRIAL | C. J. MILLER, LLC | MDG499852 | 001 | 1 | 0% | 0.00099955 | 0.00099955 | 1.9945 | 0.0099727 | 29.918 | 6.1017 | 0.030509 | 91.5255 | 0 | 0 | 0 | 1.9989 | 0.0099945 | 29.9836 | 6.085 | 0.030425 | 91.2754 | 0 | 0 | 0 | 1.9989 | 0.0099945 | 29.9836 | 6.085 | 0.030425 | 91.2754 | 0 | 0 | 0
MD | INSIG | INDUSTRIAL | C. WILLIAM HETZER, INC - SHALE PIT | MDG499832 | 001 | 1 | 0% | 0.00099968 | 0.00099968 | 1.9936 | 0.0099679 | 29.918 | 6.0988 | 0.030494 | 91.5255 | 5.969 | 0.023353 | 69.3522 | 1.9977 | 0.0099884 | 29.9795 | 6.0821 | 0.030411 | 91.2754 | 5.9527 | 0.023289 | 69.1627 | 1.9977 | 0.0099884 | 29.9795 | 6.0821 | 0.030411 | 91.2754 | 5.9527 | 0.023289 | 69.1627
MD | INSIG | INDUSTRIAL | C. WILLIAM HETZER, INC, INC.- HOT MIX ASPHALT PLAN | MDG498022 | 001 | 1 | 0% | 0.00016696 | 0.00016696 | 1.9945 | 0.0099727 | 29.918 | 1.0197 | 0.0050987 | 15.296 | 0.78944 | 0.0037614 | 9.951 | 2 | 0.01 | 30 | 1.017 | 0.0050848 | 15.2543 | 0.78728 | 0.0037511 | 9.9238 | 2 | 0.01 | 30 | 1.017 | 0.0050848 | 15.2543 | 0.78728 | 0.0037511 | 9.9238
MD | INSIG | INDUSTRIAL | CADLE CREEK MARINA | MDG999193 | 001 | 1 | 0% | 0.00010005 | 0.00010005 | 1.9945 | 0.0099727 | 29.918 | 0.61078 | 0.0030539 | 9.1617 | 0.61078 | 0.0030539 | 9.1617 | 1.9989 | 0.0099945 | 29.9836 | 0.60911 | 0.0030456 | 9.1367 | 0.60911 | 0.0030456 | 9.1367 | 1.9989 | 0.0099945 | 29.9836 | 0.60911 | 0.0030456 | 9.1367 | 0.60911 | 0.0030456 | 9.1367
MD | INSIG | INDUSTRIAL | CALEDONIA QUARRY | MDG499890 | 001 | 1 | 0% | 0.00099955 | 0.00099955 | 1.9945 | 0.0099727 | 29.918 | 6.1017 | 0.030509 | 91.5255 | 3.2778 | 0.015799 | 55.1464 | 1.9989 | 0.0099945 | 29.9836 | 6.085 | 0.030425 | 91.2754 | 3.2689 | 0.015756 | 54.9957 | 1.9989 | 0.0099945 | 29.9836 | 6.085 | 0.030425 | 91.2754 | 3.2689 | 0.015756 | 54.9957
MD | INSIG | INDUSTRIAL | CALLO LANE REMEDIATION SITE | MDG917412 | 001 | 1 | 0% | 0.0036419 | 0.0036419 | 4.9863 | 0.19945 | 14.959 | 53.4433 | 2.1377 | 160.33 | 52.7578 | 2.1137 | 49.8407 | 4.8052 | 0.19221 | 15.0095 | 53.2973 | 2.1319 | 166.4803 | 52.6136 | 2.1079 | 51.7527 | 4.8052 | 0.19221 | 28.831 | 53.2973 | 2.1319 | 319.7838 | 52.6136 | 2.1079 | 99.4091
MD | INSIG | INDUSTRIAL | CALVERT CLIFFS NUC. PLANT, INC | MD0002399 | 001 | 1 | 0% | 1920.6098 | 1920.6098 | 0.0011206 | 1.2322e-05 | 1.7473e-05 | 11125.3973 | 122.3342 | 173.474 | 11125.3973 | 122.3342 | 173.474 | 0.0014104 | 1.2822e-05 | 0 | 8250 | 75 | 0 | 8250 | 75 | 0 | 0.0014104 | 1.2822e-05 | 0 | 8250 | 75 | 0 | 8250 | 75 | 0
MD | INSIG | INDUSTRIAL | CAMBRIDGE, INC. | MD0067458 | 001 | 1 | 0% | 0.0037926 | 0.0037926 | 0 | 0 | 0 | 0 | 0 | 0 | 0 | 0 | 0 | 0.74332 | 0.018782 | 3.7975 | 8.5858 | 0.21695 | 43.8636 | 7.4633 | 0.13315 | 2.7881 | 2.5295 | 0.093591 | 9.4856 | 29.2174 | 1.081 | 109.5651 | 25.3973 | 0.66347 | 6.9643
MD | INSIG | INDUSTRIAL | CAMP CONOWINGO | MDG766010 | 001 | 1 | 0% | 0.0011593 | 0.0011593 | 1.9945 | 0.19945 | 14.959 | 1.2155 | 0.12155 | 9.1159 | 1.0027 | 0.056626 | 2.439 | 0.34331 | 0.034331 | 5.1496 | 1.2121 | 0.12121 | 18.182 | 0.99998 | 0.056471 | 4.8647 | 0.34331 | 0.034331 | 5.1496 | 1.2121 | 0.12121 | 18.182 | 0.99998 | 0.056471 | 4.8647
MD | INSIG | INDUSTRIAL | CAMP LOUISE | MDG766220 | 001 | 1 | 0% | 0.022079 | 0.022079 | 1.9945 | 0.19945 | 14.959 | 1.2155 | 0.12155 | 9.1159 | 1.0031 | 0.091387 | 6.6278 | 0.018026 | 0.0018026 | 0.27039 | 1.2121 | 0.12121 | 18.182 | 1.0004 | 0.091137 | 13.2194 | 0.018026 | 0.0018026 | 0.27039 | 1.2121 | 0.12121 | 18.182 | 1.0004 | 0.091137 | 13.2194
MD | INSIG | INDUSTRIAL | CAMP RAMBLEWOOD | MDG766206 | 001 | 1 | 0% | 0.0011593 | 0.0011593 | 1.9945 | 0.19945 | 14.959 | 1.2155 | 0.12155 | 9.1159 | 1.214 | 0.12054 | 7.5389 | 0.34331 | 0.034331 | 5.1496 | 1.2121 | 0.12121 | 18.182 | 1.2106 | 0.12021 | 15.0365 | 0.34331 | 0.034331 | 5.1496 | 1.2121 | 0.12121 | 18.182 | 1.2106 | 0.12021 | 15.0365
MD | INSIG | INDUSTRIAL | CAMPBELL'S BACHELOR POINT YACHT COMPANY, LLC | MDG999118 | 001 | 1 | 0% | 0.00010005 | 0.00010005 | 1.9945 | 0.0099727 | 29.918 | 0.61078 | 0.0030539 | 9.1617 | 0.59678 | 0.0027854 | 3.9324 | 1.9989 | 0.0099945 | 29.9836 | 0.60911 | 0.0030456 | 9.1367 | 0.59515 | 0.0027778 | 3.9217 | 1.9989 | 0.0099945 | 29.9836 | 0.60911 | 0.0030456 | 9.1367 | 0.59515 | 0.0027778 | 3.9217
MD | INSIG | INDUSTRIAL | CAMPBELL'S BOATYARD @ JACK'S POINT | MDG999179 | 001 | 1 | 0% | 0.00010005 | 0.00010005 | 1.9945 | 0.0099727 | 29.918 | 0.61078 | 0.0030539 | 9.1617 | 0.61078 | 0.0030539 | 9.1617 | 1.9989 | 0.0099945 | 29.9836 | 0.60911 | 0.0030456 | 9.1367 | 0.60911 | 0.0030456 | 9.1367 | 1.9989 | 0.0099945 | 29.9836 | 0.60911 | 0.0030456 | 9.1367 | 0.60911 | 0.0030456 | 9.1367
MD | INSIG | INDUSTRIAL | CAMPBELL'S TOWN CREEK BOATYARD | MDG999228 | 001 | 1 | 0% | 0.00010005 | 0.00010005 | 1.9945 | 0.0099727 | 29.918 | 0.61078 | 0.0030539 | 9.1617 | 0.59678 | 0.0027854 | 3.9324 | 1.9989 | 0.0099945 | 29.9836 | 0.60911 | 0.0030456 | 9.1367 | 0.59515 | 0.0027778 | 3.9217 | 1.9989 | 0.0099945 | 29.9836 | 0.60911 | 0.0030456 | 9.1367 | 0.59515 | 0.0027778 | 3.9217
MD | INSIG | INDUSTRIAL | CANVASBACK COVE CONDOMINIUMS | MDG766732 | 001 | 1 | 0% | 0.0041393 | 0.0041393 | 1.9945 | 0.19945 | 14.959 | 1.2155 | 0.12155 | 9.1159 | 1.1461 | 0.095405 | 4.8607 | 0.096151 | 0.0096151 | 1.4423 | 1.2121 | 0.12121 | 18.182 | 1.1429 | 0.095144 | 9.6948 | 0.096151 | 0.0096151 | 1.4423 | 1.2121 | 0.12121 | 18.182 | 1.1429 | 0.095144 | 9.6948
MD | INSIG | INDUSTRIAL | CAPE ST. CLAIRE TEXACO | MDG916148 | 001 | 1 | 0% | 0.012842 | 0.012842 | 4.9863 | 0.19945 | 14.959 | 53.4433 | 2.1377 | 160.33 | 53.4433 | 2.1377 | 160.33 | 1.3627 | 0.054509 | 8.1763 | 53.2973 | 2.1319 | 319.7838 | 53.2973 | 2.1319 | 319.7838 | 1.3627 | 0.054509 | 8.1763 | 53.2973 | 2.1319 | 319.7838 | 53.2973 | 2.1319 | 319.7838
MD | INSIG | INDUSTRIAL | CARDEROCK QUARRIES | MDG490167 | 001 | 1 | 0% | 0.00099968 | 0.00099968 | 1.9936 | 0.0099679 | 29.918 | 6.0988 | 0.030494 | 91.5255 | 1.1252 | 0.017987 | 48.4055 | 1.9977 | 0.0099884 | 29.9795 | 6.0821 | 0.030411 | 91.2754 | 1.1221 | 0.017938 | 48.2732 | 1.9977 | 0.0099884 | 29.9795 | 6.0821 | 0.030411 | 91.2754 | 1.1221 | 0.017938 | 48.2732
MD | INSIG | INDUSTRIAL | CARDINAL-VIRGINIA CONCRETE COMPANY - PORTABLE PLAN | MD0069981 | 001 | 1 | 0% | 0.00060007 | 0.00060007 | 0 | 0 | 59.7762 | 0 | 0 | 91.5255 | 0 | 0 | 51.0673 | 0.66774 | 0.0033387 | 49.9438 | 1.2203 | 0.0061017 | 91.2754 | 1.1515 | 0.0053512 | 50.9278 | 3.3296 | 0.016648 | 49.9438 | 6.085 | 0.030425 | 91.2754 | 5.7416 | 0.026683 | 50.9278
MD | INSIG | INDUSTRIAL | CARGILL, INC. - SALT DIVISION | MD0060437 | 001 | 1 | 0% | 0.0025088 | 0.0025088 | 0 | 0 | 5.1833 | 0 | 0 | 45.7772 | 0 | 0 | 22.5471 | 0.89531 | 0.47963 | 5.9823 | 6.8407 | 3.6647 | 45.7084 | 6.086 | 3.0352 | 22.5132 | 3.1866 | 0.79665 | 11.9498 | 24.3478 | 6.087 | 91.3043 | 21.6615 | 5.0414 | 44.9709
MD | INSIG | INDUSTRIAL | CARPENTERS POINT WASTEWATER COLLECTION SYSTEM DEWA | MDONLY3595 | 001 | 1.1432 | 14.32% |  | 0 |  |  |  | 0 | 0 | 0 | 0 | 0 | 0 |  |  |  | 0 | 0 | 0 | 0 | 0 | 0 |  |  |  | 0 | 0 | 0 | 0 | 0 | 0
MD | INSIG | INDUSTRIAL | CARROLL COUNTY FAMILY YMCA | MDG766057 | 001 | 1 | 0% | 0.0011593 | 0.0011593 | 1.9945 | 0.19945 | 14.959 | 1.2155 | 0.12155 | 9.1159 | 0 | 0 | 0 | 0.34331 | 0.034331 | 5.1496 | 1.2121 | 0.12121 | 18.182 | 0 | 0 | 0 | 0.34331 | 0.034331 | 5.1496 | 1.2121 | 0.12121 | 18.182 | 0 | 0 | 0
MD | INSIG | INDUSTRIAL | CARRS MILL LANDFILL | MD0067873 | 001 | 1 | 0% | 0.078964 | 0.078964 | 3.4807 | 0.076809 | 0 | 863.3589 | 19.0521 | 0 | 117.357 | 3.3014 | 0 | 6.6167 | 1.2196 | 8.8485 | 1591.2456 | 293.3111 | 2127.991 | 216.2991 | 50.8264 | 11.8304 | 7.8564 | 1.9641 | 29.4615 | 1889.3895 | 472.3474 | 7085.2108 | 256.826 | 81.8506 | 39.3897
MD | INSIG | INDUSTRIAL | CARRUTH & SON, INC. - LEXINGTON PARK | MDG499746 | 001 | 1 | 0% | 0.00099955 | 0.00099955 | 1.9945 | 0.0099727 | 29.918 | 6.1017 | 0.030509 | 91.5255 | 4.9078 | 0.019285 | 28.0588 | 1.9989 | 0.0099945 | 29.9836 | 6.085 | 0.030425 | 91.2754 | 4.8944 | 0.019232 | 27.9821 | 1.9989 | 0.0099945 | 29.9836 | 6.085 | 0.030425 | 91.2754 | 4.8944 | 0.019232 | 27.9821
MD | INSIG | INDUSTRIAL | CARRUTH & SON, INC. - WALDORF | MDG499745 | 001 | 1 | 0% | 0.00099955 | 0.00099955 | 1.9945 | 0.0099727 | 29.918 | 6.1017 | 0.030509 | 91.5255 | 3.6983 | 0.019723 | 59.5856 | 1.9989 | 0.0099945 | 29.9836 | 6.085 | 0.030425 | 91.2754 | 3.6882 | 0.01967 | 59.4228 | 1.9989 | 0.0099945 | 29.9836 | 6.085 | 0.030425 | 91.2754 | 3.6882 | 0.01967 | 59.4228
MD | INSIG | INDUSTRIAL | CARTER HILL H.O.A. | MDG766636 | 001 | 1 | 0% | 9.9975e-05 | 9.9975e-05 | 1.9945 | 0.19945 | 14.959 | 0.61017 | 0.061017 | 4.5763 | 0.43619 | 0.034673 | 2.4358 | 1.9985 | 0.19985 | 15.0082 | 0.6085 | 0.06085 | 4.5697 | 0.435 | 0.034579 | 2.4323 | 1.9985 | 0.19985 | 29.9776 | 0.6085 | 0.06085 | 9.1275 | 0.435 | 0.034579 | 4.8584
MD | INSIG | INDUSTRIAL | CASA RIO MARINA | MDG999215 | 001 | 1 | 0% | 0.00010005 | 0.00010005 | 1.9945 | 0.0099727 | 29.918 | 0.61078 | 0.0030539 | 9.1617 | 0.55887 | 0.0023463 | 4.0719 | 1.9989 | 0.0099945 | 29.9836 | 0.60911 | 0.0030456 | 9.1367 | 0.55734 | 0.0023399 | 4.0608 | 1.9989 | 0.0099945 | 29.9836 | 0.60911 | 0.0030456 | 9.1367 | 0.55734 | 0.0023399 | 4.0608
MD | INSIG | INDUSTRIAL | CASTLE HARBOUR CONDOMINIUM | MDG766980 | 001 | 1 | 0% | 5e-05 | 5e-05 | 1.9945 | 0.19945 | 14.959 | 0.30518 | 0.030518 | 2.2889 | 0.28329 | 0.026295 | 0.80454 | 1.9986 | 0.19986 | 15.0082 | 0.30435 | 0.030435 | 2.2854 | 0.28251 | 0.026223 | 0.80333 | 1.9986 | 0.19986 | 29.9795 | 0.30435 | 0.030435 | 4.5652 | 0.28251 | 0.026223 | 1.6047
MD | INSIG | INDUSTRIAL | CATHER MARINE, INC. | MDG999144 | 001 | 1 | 0% | 0.00010005 | 0.00010005 | 1.9945 | 0.0099727 | 29.918 | 0.61078 | 0.0030539 | 9.1617 | 0.58876 | 0.0027502 | 3.9839 | 1.9989 | 0.0099945 | 29.9836 | 0.60911 | 0.0030456 | 9.1367 | 0.58715 | 0.0027427 | 3.973 | 1.9989 | 0.0099945 | 29.9836 | 0.60911 | 0.0030456 | 9.1367 | 0.58715 | 0.0027427 | 3.973
MD | INSIG | INDUSTRIAL | CATOCTIN POWER | MD0069507 | 001 | 1 | 0% | 0.37426 | 0.37426 | 7.1211 | 0.75091 | 14.959 | 8155.6801 | 860.0148 | 17132.4014 | 6106.9897 | 601.6784 | 8245.3968 | 7.1391 | 0.75282 | 15 | 8137.2978 | 858.0764 | 17097.2941 | 6093.2249 | 600.3222 | 8228.5005 | 7.1391 | 0.75282 | 29.9795 | 8137.2978 | 858.0764 | 34171.1832 | 6093.2249 | 600.3222 | 16445.7368
MD | INSIG | INDUSTRIAL | CCBC - CATONSVILLE CAMPUS | MDG766139 | 001 | 1 | 0% | 0.0011593 | 0.0011593 | 1.9945 | 0.19945 | 14.959 | 1.2155 | 0.12155 | 9.1159 | 0.76157 | 0.053316 | 2.1059 | 0.34331 | 0.034331 | 5.1496 | 1.2121 | 0.12121 | 18.182 | 0.75948 | 0.05317 | 4.2003 | 0.34331 | 0.034331 | 5.1496 | 1.2121 | 0.12121 | 18.182 | 0.75948 | 0.05317 | 4.2003
MD | INSIG | INDUSTRIAL | CEDAR CHAPEL SPECIAL SCHOOL | MDG766009 | 001 | 1 | 0% | 5e-05 | 5e-05 | 1.9945 | 0.19945 | 14.959 | 0.30518 | 0.030518 | 2.2889 | 0.30245 | 0.029006 | 1.3403 | 1.9986 | 0.19986 | 15.0082 | 0.30435 | 0.030435 | 2.2854 | 0.30162 | 0.028927 | 1.3382 | 1.9986 | 0.19986 | 29.9795 | 0.30435 | 0.030435 | 4.5652 | 0.30162 | 0.028927 | 2.6732
MD | INSIG | INDUSTRIAL | CEDAR COVE MARINA | MDG999182 | 001 | 1 | 0% | 0.00010005 | 0.00010005 | 1.9945 | 0.0099727 | 29.918 | 0.61078 | 0.0030539 | 9.1617 | 0.61078 | 0.0030539 | 9.1617 | 1.9989 | 0.0099945 | 29.9836 | 0.60911 | 0.0030456 | 9.1367 | 0.60911 | 0.0030456 | 9.1367 | 1.9989 | 0.0099945 | 29.9836 | 0.60911 | 0.0030456 | 9.1367 | 0.60911 | 0.0030456 | 9.1367
MD | INSIG | INDUSTRIAL | CEDAR GROVE AT CROFTON CONDO ASSOC. | MDG766951 | 001 | 1 | 0% | 0.0061793 | 0.0061793 | 1.9945 | 0.19945 | 14.959 | 1.2155 | 0.12155 | 9.1159 | 0.99565 | 0.10591 | 2.2088 | 0.064408 | 0.0064408 | 0.96613 | 1.2121 | 0.12121 | 18.182 | 0.99293 | 0.10562 | 4.4055 | 0.064408 | 0.0064408 | 0.96613 | 1.2121 | 0.12121 | 18.182 | 0.99293 | 0.10562 | 4.4055
MD | INSIG | INDUSTRIAL | CEDAR RIDGE COMMUNITY ASSOC. | MDG766958 | 001 | 1 | 0% | 0.0099593 | 0.0099593 | 1.9945 | 0.19945 | 14.959 | 1.2155 | 0.12155 | 9.1159 | 0.96885 | 0.10591 | 2.2088 | 0.039963 | 0.0039963 | 0.59944 | 1.2121 | 0.12121 | 18.182 | 0.96621 | 0.10562 | 4.4055 | 0.039963 | 0.0039963 | 0.59944 | 1.2121 | 0.12121 | 18.182 | 0.96621 | 0.10562 | 4.4055
MD | INSIG | INDUSTRIAL | CHALK POINT MARINE | MDG999147 | 001 | 1 | 0% | 0.00010005 | 0.00010005 | 1.9945 | 0.0099727 | 29.918 | 0.61078 | 0.0030539 | 9.1617 | 0.61078 | 0.0030539 | 9.1617 | 1.9989 | 0.0099945 | 29.9836 | 0.60911 | 0.0030456 | 9.1367 | 0.60911 | 0.0030456 | 9.1367 | 1.9989 | 0.0099945 | 29.9836 | 0.60911 | 0.0030456 | 9.1367 | 0.60911 | 0.0030456 | 9.1367
MD | INSIG | INDUSTRIAL | CHANEY ENTERPRISES - ADAMS-PEDICORD MINE | MDG499799 | 001 | 1 | 0% | 0.00099955 | 0.00099955 | 1.9945 | 0.0099727 | 29.918 | 6.1017 | 0.030509 | 91.5255 | 3.4359 | 0.019723 | 59.5856 | 1.9989 | 0.0099945 | 29.9836 | 6.085 | 0.030425 | 91.2754 | 3.4266 | 0.01967 | 59.4228 | 1.9989 | 0.0099945 | 29.9836 | 6.085 | 0.030425 | 91.2754 | 3.4266 | 0.01967 | 59.4228
MD | INSIG | INDUSTRIAL | CHANEY ENTERPRISES - CROFTON CONCRETE PLANT | MDG499716 | 001 | 1 | 0% | 0.00099955 | 0.00099955 | 1.9945 | 0.0099727 | 29.918 | 6.1017 | 0.030509 | 91.5255 | 4.5502 | 0.023261 | 14.0386 | 1.9989 | 0.0099945 | 29.9836 | 6.085 | 0.030425 | 91.2754 | 4.5377 | 0.023197 | 14.0003 | 1.9989 | 0.0099945 | 29.9836 | 6.085 | 0.030425 | 91.2754 | 4.5377 | 0.023197 | 14.0003
MD | INSIG | INDUSTRIAL | CHANEY ENTERPRISES - DOBSON/LANGLEY PIT | MDG499874 | 001 | 1 | 0% | 0.00099955 | 0.00099955 | 1.9945 | 0.0099727 | 29.918 | 6.1017 | 0.030509 | 91.5255 | 3.3771 | 0.019723 | 59.5856 | 1.9989 | 0.0099945 | 29.9836 | 6.085 | 0.030425 | 91.2754 | 3.3679 | 0.01967 | 59.4228 | 1.9989 | 0.0099945 | 29.9836 | 6.085 | 0.030425 | 91.2754 | 3.3679 | 0.01967 | 59.4228
MD | INSIG | INDUSTRIAL | CHANEY ENTERPRISES - GARDINER ROAD | MDG498008 | 001 | 1 | 0% | 0.00099955 | 0.00099955 | 1.9945 | 0.0099727 | 29.918 | 6.1017 | 0.030509 | 91.5255 | 3.7119 | 0.019723 | 59.5856 | 1.9989 | 0.0099945 | 29.9836 | 6.085 | 0.030425 | 91.2754 | 3.7018 | 0.01967 | 59.4228 | 1.9989 | 0.0099945 | 29.9836 | 6.085 | 0.030425 | 91.2754 | 3.7018 | 0.01967 | 59.4228
MD | INSIG | INDUSTRIAL | CHANEY ENTERPRISES - GARDINER ROAD | MDG498009 | 001 | 1 | 0% | 0.00099955 | 0.00099955 | 1.9945 | 0.0099727 | 29.918 | 6.1017 | 0.030509 | 91.5255 | 3.7119 | 0.019723 | 59.5856 | 1.9989 | 0.0099945 | 29.9836 | 6.085 | 0.030425 | 91.2754 | 3.7018 | 0.01967 | 59.4228 | 1.9989 | 0.0099945 | 29.9836 | 6.085 | 0.030425 | 91.2754 | 3.7018 | 0.01967 | 59.4228
MD | INSIG | INDUSTRIAL | CHANEY ENTERPRISES - HOLLYWOOD READYMIX PLANT | MDG499876 | 001 | 1 | 0% | 0.00099955 | 0.00099955 | 1.9945 | 0.0099727 | 29.918 | 6.1017 | 0.030509 | 91.5255 | 4.7019 | 0.047985 | 82.3442 | 1.9989 | 0.0099945 | 29.9836 | 6.085 | 0.030425 | 91.2754 | 4.689 | 0.047854 | 82.1192 | 1.9989 | 0.0099945 | 29.9836 | 6.085 | 0.030425 | 91.2754 | 4.689 | 0.047854 | 82.1192
MD | INSIG | INDUSTRIAL | CHANEY ENTERPRISES - LOVEVILLE PIT & PLANT | MDG499813 | 001 | 1 | 0% | 0.00099955 | 0.00099955 | 1.9945 | 0.0099727 | 29.918 | 6.1017 | 0.030509 | 91.5255 | 3.2562 | 0.0152 | 26.9865 | 1.9989 | 0.0099945 | 29.9836 | 6.085 | 0.030425 | 91.2754 | 3.2473 | 0.015158 | 26.9127 | 1.9989 | 0.0099945 | 29.9836 | 6.085 | 0.030425 | 91.2754 | 3.2473 | 0.015158 | 26.9127
MD | INSIG | INDUSTRIAL | CHANEY ENTERPRISES - MIDDLETON ESTATE PIT | MDG499869 | 001 | 1 | 0% | 0.00099955 | 0.00099955 | 1.9945 | 0.0099727 | 29.918 | 6.1017 | 0.030509 | 91.5255 | 3.3771 | 0.019723 | 59.5856 | 1.9989 | 0.0099945 | 29.9836 | 6.085 | 0.030425 | 91.2754 | 3.3679 | 0.01967 | 59.4228 | 1.9989 | 0.0099945 | 29.9836 | 6.085 | 0.030425 | 91.2754 | 3.3679 | 0.01967 | 59.4228
MD | INSIG | INDUSTRIAL | CHANEY ENTERPRISES - PRINCE FREDERICK | MDG499872 | 001 | 1 | 0% | 0.00099955 | 0.00099955 | 1.9945 | 0.0099727 | 29.918 | 6.1017 | 0.030509 | 91.5255 | 5.4196 | 0.023093 | 28.2449 | 1.9989 | 0.0099945 | 29.9836 | 6.085 | 0.030425 | 91.2754 | 5.4048 | 0.02303 | 28.1677 | 1.9989 | 0.0099945 | 29.9836 | 6.085 | 0.030425 | 91.2754 | 5.4048 | 0.02303 | 28.1677
MD | INSIG | INDUSTRIAL | CHANEY ENTERPRISES - QUATMAN ROAD | MDG499802 | 001 | 1 | 0% | 0.00099955 | 0.00099955 | 1.9945 | 0.0099727 | 29.918 | 6.1017 | 0.030509 | 91.5255 | 4.9078 | 0.019285 | 28.0588 | 1.9989 | 0.0099945 | 29.9836 | 6.085 | 0.030425 | 91.2754 | 4.8944 | 0.019232 | 27.9821 | 1.9989 | 0.0099945 | 29.9836 | 6.085 | 0.030425 | 91.2754 | 4.8944 | 0.019232 | 27.9821
MD | INSIG | INDUSTRIAL | CHANEY ENTERPRISES - RIDDLE PIT | MDG499877 | 001 | 1 | 0% | 0.00099955 | 0.00099955 | 1.9945 | 0.0099727 | 29.918 | 6.1017 | 0.030509 | 91.5255 | 5.0799 | 0.023799 | 47.2348 | 1.9989 | 0.0099945 | 29.9836 | 6.085 | 0.030425 | 91.2754 | 5.0661 | 0.023734 | 47.1057 | 1.9989 | 0.0099945 | 29.9836 | 6.085 | 0.030425 | 91.2754 | 5.0661 | 0.023734 | 47.1057
MD | INSIG | INDUSTRIAL | CHANEY ENTERPRISES - SEAT PLEASANT | MDG499867 | 001 | 1 | 0% | 0.00099955 | 0.00099955 | 1.9945 | 0.0099727 | 29.918 | 6.1017 | 0.030509 | 91.5255 | 4.9026 | 0.024011 | 44.9421 | 1.9989 | 0.0099945 | 29.9836 | 6.085 | 0.030425 | 91.2754 | 4.8892 | 0.023945 | 44.8193 | 1.9989 | 0.0099945 | 29.9836 | 6.085 | 0.030425 | 91.2754 | 4.8892 | 0.023945 | 44.8193
MD | INSIG | INDUSTRIAL | CHANEY ENTERPRISES - UPPER MARLBORO | MDG499873 | 001 | 1 | 0% | 0.00099955 | 0.00099955 | 1.9945 | 0.0099727 | 29.918 | 6.1017 | 0.030509 | 91.5255 | 2.6686 | 0.02403 | 40.1439 | 1.9989 | 0.0099945 | 29.9836 | 6.085 | 0.030425 | 91.2754 | 2.6613 | 0.023964 | 40.0342 | 1.9989 | 0.0099945 | 29.9836 | 6.085 | 0.030425 | 91.2754 | 2.6613 | 0.023964 | 40.0342
MD | INSIG | INDUSTRIAL | CHANEY ENTERPRISES - VINCENT JENKINS TRACT | MDG498010 | 001 | 1 | 0% | 0.00099955 | 0.00099955 | 1.9945 | 0.0099727 | 29.918 | 6.1017 | 0.030509 | 91.5255 | 4.5499 | 0.019584 | 33.0363 | 1.9989 | 0.0099945 | 29.9836 | 6.085 | 0.030425 | 91.2754 | 4.5375 | 0.019531 | 32.946 | 1.9989 | 0.0099945 | 29.9836 | 6.085 | 0.030425 | 91.2754 | 4.5375 | 0.019531 | 32.946
MD | INSIG | INDUSTRIAL | CHANEY ENTERPRISES LTD - WALDORF | MDG490247 | 001 | 1 | 0% | 0.00099955 | 0.00099955 | 1.9945 | 0.0099727 | 29.918 | 6.1017 | 0.030509 | 91.5255 | 3.4359 | 0.019723 | 59.5856 | 1.9989 | 0.0099945 | 29.9836 | 6.085 | 0.030425 | 91.2754 | 3.4266 | 0.01967 | 59.4228 | 1.9989 | 0.0099945 | 29.9836 | 6.085 | 0.030425 | 91.2754 | 3.4266 | 0.01967 | 59.4228
MD | INSIG | INDUSTRIAL | CHANEY ENTERPRISES, L.P. - BESTGATE PLANT | MDG499865 | 001 | 1 | 0% | 0.00099955 | 0.00099955 | 1.9945 | 0.0099727 | 29.918 | 6.1017 | 0.030509 | 91.5255 | 5.8052 | 0.029711 | 49.7499 | 1.9989 | 0.0099945 | 29.9836 | 6.085 | 0.030425 | 91.2754 | 5.7894 | 0.029629 | 49.6139 | 1.9989 | 0.0099945 | 29.9836 | 6.085 | 0.030425 | 91.2754 | 5.7894 | 0.029629 | 49.6139
MD | INSIG | INDUSTRIAL | CHARLES COUNTY ASPHALT COMPANY, LLC | MDG499747 | 001 | 1 | 0% | 0.00099955 | 0.00099955 | 1.9945 | 0.0099727 | 29.918 | 6.1017 | 0.030509 | 91.5255 | 3.4525 | 0.019723 | 59.5856 | 1.9989 | 0.0099945 | 29.9836 | 6.085 | 0.030425 | 91.2754 | 3.4431 | 0.01967 | 59.4228 | 1.9989 | 0.0099945 | 29.9836 | 6.085 | 0.030425 | 91.2754 | 3.4431 | 0.01967 | 59.4228
MD | INSIG | INDUSTRIAL | CHARLES H. PARKS & COMPANY, INC. | MDG520178 | 001 | 1 | 0% | 0.00099955 | 0.00099955 | 7.9781 | 0.0099727 | 29.918 | 24.4068 | 0.030509 | 91.5255 | 24.4068 | 0.030509 | 91.5255 | 7.9956 | 0.0099945 | 29.9836 | 24.3401 | 0.030425 | 91.2754 | 24.3401 | 0.030425 | 91.2754 | 7.9956 | 0.0099945 | 29.9836 | 24.3401 | 0.030425 | 91.2754 | 24.3401 | 0.030425 | 91.2754
MD | INSIG | INDUSTRIAL | CHARLESTOWN MARINA | MDG999165 | 001 | 1 | 0% | 0.00010005 | 0.00010005 | 1.9945 | 0.0099727 | 29.918 | 0.61078 | 0.0030539 | 9.1617 | 0.61078 | 0.0030539 | 9.1617 | 1.9989 | 0.0099945 | 29.9836 | 0.60911 | 0.0030456 | 9.1367 | 0.60911 | 0.0030456 | 9.1367 | 1.9989 | 0.0099945 | 29.9836 | 0.60911 | 0.0030456 | 9.1367 | 0.60911 | 0.0030456 | 9.1367
MD | INSIG | INDUSTRIAL | CHELSEA TOWER COUNCIL UO,INC. | MDG766433 | 001 | 1 | 0% | 0.015159 | 0.015159 | 1.9945 | 0.19945 | 14.959 | 1.2155 | 0.12155 | 9.1159 | 0.22425 | 0.071696 | 4.8212 | 0.026254 | 0.0026254 | 0.39382 | 1.2121 | 0.12121 | 18.182 | 0.22364 | 0.0715 | 9.616 | 0.026254 | 0.0026254 | 0.39382 | 1.2121 | 0.12121 | 18.182 | 0.22364 | 0.0715 | 9.616
MD | INSIG | INDUSTRIAL | CHESAPEAKE BIOLOGICAL LABORATO | MD0061051 | 001 | 1.0778 | 7.78% |  | 0.4338 | 8 | 2 | 30 | 10569.3815 | 2642.3454 | 39635.1805 | 10569.3815 | 2642.3454 | 39635.1805 | 8 | 2 | 30 | 10569.3815 | 2642.3454 | 39635.1805 | 10569.3815 | 2642.3454 | 39635.1805 | 8 | 2 | 30 | 10569.3815 | 2642.3454 | 39635.1805 | 10569.3815 | 2642.3454 | 39635.1805
MD | INSIG | INDUSTRIAL | CHESAPEAKE HARBOR BAYFRNT POOL | MDG766118 | 001 | 1 | 0% | 0.0041593 | 0.0041593 | 1.9945 | 0.19945 | 14.959 | 1.2155 | 0.12155 | 9.1159 | 1.2155 | 0.12155 | 9.1159 | 0.095689 | 0.0095689 | 1.4353 | 1.2121 | 0.12121 | 18.182 | 1.2121 | 0.12121 | 18.182 | 0.095689 | 0.0095689 | 1.4353 | 1.2121 | 0.12121 | 18.182 | 1.2121 | 0.12121 | 18.182
MD | INSIG | INDUSTRIAL | CHESAPEAKE YACHT CLUB,INC. | MDG766256 | 001 | 1 | 0% | 0.0016593 | 0.0016593 | 1.9945 | 0.19945 | 14.959 | 1.2155 | 0.12155 | 9.1159 | 1.1417 | 0.10436 | 4.5773 | 0.23986 | 0.023986 | 3.5979 | 1.2121 | 0.12121 | 18.182 | 1.1386 | 0.10408 | 9.1296 | 0.23986 | 0.023986 | 3.5979 | 1.2121 | 0.12121 | 18.182 | 1.1386 | 0.10408 | 9.1296
MD | INSIG | INDUSTRIAL | CHESAPEAKE YACHTING CENTER | MDG999177 | 001 | 1 | 0% | 0.00010005 | 0.00010005 | 1.9945 | 0.0099727 | 29.918 | 0.61078 | 0.0030539 | 9.1617 | 0.6103 | 0.0030482 | 6.1558 | 1.9989 | 0.0099945 | 29.9836 | 0.60911 | 0.0030456 | 9.1367 | 0.60864 | 0.0030399 | 6.1389 | 1.9989 | 0.0099945 | 29.9836 | 0.60911 | 0.0030456 | 9.1367 | 0.60864 | 0.0030399 | 6.1389
MD | INSIG | INDUSTRIAL | CHESTER RIVER Y & CC POOL | MDG766342 | 001 | 1 | 0% | 0.0016593 | 0.0016593 | 1.9945 | 0.19945 | 14.959 | 1.2155 | 0.12155 | 9.1159 | 1.1755 | 0.10496 | 3.9471 | 0.23986 | 0.023986 | 3.5979 | 1.2121 | 0.12121 | 18.182 | 1.1722 | 0.10467 | 7.8725 | 0.23986 | 0.023986 | 3.5979 | 1.2121 | 0.12121 | 18.182 | 1.1722 | 0.10467 | 7.8725
MD | INSIG | INDUSTRIAL | CHESTERTOWN FOODS, INC. | MD0002232 | 001 | 1 | 0% | 0.19503 | 0.19503 | 14.4604 | 3.2012 | 14.959 | 10184.7698 | 2254.6973 | 10535.9688 | 9794.9885 | 1935.3684 | 4586.3293 | 14.7225 | 3.3677 | 15.0023 | 8744.6458 | 2000.3196 | 8910.8163 | 8409.9794 | 1717.0177 | 3878.897 | 17.1003 | 3.7856 | 35.3799 | 10156.9426 | 2248.5369 | 21014.364 | 9768.2262 | 1930.0805 | 9147.5968
MD | INSIG | INDUSTRIAL | CHESTNUT HILL CONDOMINIUMS | MDG766713 | 001 | 1 | 0% | 0.013459 | 0.013459 | 1.9945 | 0.19945 | 14.959 | 1.2155 | 0.12155 | 9.1159 | 0.58626 | 0.07014 | 3.696 | 0.029592 | 0.0029571 | 0.44356 | 1.213 | 0.12121 | 18.182 | 0.58508 | 0.069949 | 7.3718 | 0.029592 | 0.0029571 | 0.44356 | 1.213 | 0.12121 | 18.182 | 0.58508 | 0.069949 | 7.3718
MD | INSIG | INDUSTRIAL | CHESTNUT RIDGE COUNTRY CLUB | MDG766249 | 001 | 1 | 0% | 0.0016593 | 0.0016593 | 1.9945 | 0.19945 | 14.959 | 1.2155 | 0.12155 | 9.1159 | 0.86428 | 0.053652 | 1.6765 | 0.23986 | 0.023986 | 3.5979 | 1.2121 | 0.12121 | 18.182 | 0.86192 | 0.053505 | 3.3439 | 0.23986 | 0.023986 | 3.5979 | 1.2121 | 0.12121 | 18.182 | 0.86192 | 0.053505 | 3.3439
MD | INSIG | INDUSTRIAL | CHESTNUT WOODS | MDG766639 | 001 | 1 | 0% | 0.0056193 | 0.0056193 | 1.9945 | 0.19945 | 14.959 | 1.2155 | 0.12155 | 9.1159 | 1.0224 | 0.095533 | 4.4433 | 0.070827 | 0.0070827 | 1.0624 | 1.2121 | 0.12121 | 18.182 | 1.0196 | 0.095272 | 8.8622 | 0.070827 | 0.0070827 | 1.0624 | 1.2121 | 0.12121 | 18.182 | 1.0196 | 0.095272 | 8.8622
MD | INSIG | INDUSTRIAL | CHEVRON PRODUCTS COMPANY | MD0001449 | 001 | 1 | 0% | 0.045819 | 0.045819 | 0 | 0 | 19.0847 | 0 | 0 | 2536.051 | 0 | 0 | 1693.391 | 0 | 0 | 18.1465 | 0 | 0 | 2532.241 | 0 | 0 | 1690.8469 | 0 | 0 | 36.2483 | 0 | 0 | 5058.2439 | 0 | 0 | 3377.5285
MD | INSIG | INDUSTRIAL | CHEVY CHASE CLUB | MDG766307 | 001 | 1 | 0% | 0.0016593 | 0.0016593 | 1.9945 | 0.19945 | 14.959 | 1.2155 | 0.12155 | 9.1159 | 1.0457 | 0.089123 | 5.0103 | 0.23986 | 0.023986 | 3.5979 | 1.2121 | 0.12121 | 18.182 | 1.0428 | 0.08888 | 9.9933 | 0.23986 | 0.023986 | 3.5979 | 1.2121 | 0.12121 | 18.182 | 1.0428 | 0.08888 | 9.9933
MD | INSIG | INDUSTRIAL | CHOPTANK ELECTRIC COOPERATIVE | MD0066761 | 001 | 1 | 0% | 7.2873e-05 | 7.2873e-05 | 7.1245 | 0.75128 | 29.918 | 1.589 | 0.16756 | 6.6728 | 1.5359 | 0.13353 | 1.5881 | 7.1401 | 0.75292 | 29.9836 | 1.5847 | 0.1671 | 6.6545 | 1.5317 | 0.13317 | 1.5837 | 7.1401 | 0.75292 | 29.9836 | 1.5847 | 0.1671 | 6.6545 | 1.5317 | 0.13317 | 1.5837
MD | INSIG | INDUSTRIAL | CIRCLE D FARM SUMMER DAY CAMP | MDG766373 | 001 | 1 | 0% | 0.0011593 | 0.0011593 | 1.9945 | 0.19945 | 14.959 | 1.2155 | 0.12155 | 9.1159 | 0.16189 | 0.021062 | 0.050679 | 0.34331 | 0.034331 | 5.1496 | 1.2121 | 0.12121 | 18.182 | 0.16144 | 0.021004 | 0.10108 | 0.34331 | 0.034331 | 5.1496 | 1.2121 | 0.12121 | 18.182 | 0.16144 | 0.021004 | 0.10108
MD | INSIG | INDUSTRIAL | City of Hagerstown Water Department | MD0067741 | 001 | 1 | 0% | 0.00013383 | 0.00013383 | 0 | 0 | 14.959 | 0 | 0 | 6.1266 | 0 | 0 | 3.9857 | 0 | 0 | 15.0082 | 0 | 0 | 6.1173 | 0 | 0 | 3.9797 | 0 | 0 | 29.9795 | 0 | 0 | 12.2196 | 0 | 0 | 7.9496
MD | INSIG | INDUSTRIAL | CITY OF WESTMINSTER KOONTZ WEL | MD0058556 | 001 | 1.0703 | 7.027% |  | 0.44484 | 8 | 0.068167 | 30 | 10838.309 | 92.3523 | 40643.6589 | 0 | 0 | 0 | 8 | 0.068167 | 30 | 10838.309 | 92.3523 | 40643.6589 | 0 | 0 | 0 | 8 | 0.068167 | 30 | 10838.309 | 92.3523 | 40643.6589 | 0 | 0 | 0
MD | INSIG | INDUSTRIAL | CJ MILLER, LLC | MDG490115 | 001 | 1 | 0% | 0.00099955 | 0.00099955 | 1.9945 | 0.0099727 | 29.918 | 6.1017 | 0.030509 | 91.5255 | 4.2269 | 0.023347 | 49.5209 | 1.9989 | 0.0099945 | 29.9836 | 6.085 | 0.030425 | 91.2754 | 4.2154 | 0.023283 | 49.3856 | 1.9989 | 0.0099945 | 29.9836 | 6.085 | 0.030425 | 91.2754 | 4.2154 | 0.023283 | 49.3856
MD | INSIG | INDUSTRIAL | CJ MILLER, LLC | MDG498017 | 001 | 1 | 0% | 0.00016696 | 0.00016696 | 1.9945 | 0.0099727 | 29.918 | 1.0197 | 0.0050987 | 15.296 | 0 | 0 | 0 | 2 | 0.01 | 30 | 1.017 | 0.0050848 | 15.2543 | 0 | 0 | 0 | 2 | 0.01 | 30 | 1.017 | 0.0050848 | 15.2543 | 0 | 0 | 0
MD | INSIG | INDUSTRIAL | CLARK CONSTRUCTION GROUP - TUCKERMAN PLANT | MDG499750 | 001 | 1 | 0% | 0.00099955 | 0.00099955 | 1.9945 | 0.0099727 | 29.918 | 6.1017 | 0.030509 | 91.5255 | 4.2846 | 0.020682 | 36.1068 | 1.9989 | 0.0099945 | 29.9836 | 6.085 | 0.030425 | 91.2754 | 4.2729 | 0.020625 | 36.0082 | 1.9989 | 0.0099945 | 29.9836 | 6.085 | 0.030425 | 91.2754 | 4.2729 | 0.020625 | 36.0082
MD | INSIG | INDUSTRIAL | CLARK'S LANDING AT SHADY SIDE | MDG999148 | 001 | 1 | 0% | 0.00010005 | 0.00010005 | 1.9945 | 0.0099727 | 29.918 | 0.61078 | 0.0030539 | 9.1617 | 0.57373 | 0.0026222 | 4.6003 | 1.9989 | 0.0099945 | 29.9836 | 0.60911 | 0.0030456 | 9.1367 | 0.57216 | 0.002615 | 4.5877 | 1.9989 | 0.0099945 | 29.9836 | 0.60911 | 0.0030456 | 9.1367 | 0.57216 | 0.002615 | 4.5877
MD | INSIG | INDUSTRIAL | CLARY'S FOREST POOL | MDG766168 | 001 | 1 | 0% | 0.0021393 | 0.0021393 | 1.9945 | 0.19945 | 14.959 | 1.2155 | 0.12155 | 9.1159 | 0.8668 | 0.091707 | 3.5639 | 0.18604 | 0.018604 | 2.7906 | 1.2121 | 0.12121 | 18.182 | 0.86444 | 0.091456 | 7.1083 | 0.18604 | 0.018604 | 2.7906 | 1.2121 | 0.12121 | 18.182 | 0.86444 | 0.091456 | 7.1083
MD | INSIG | INDUSTRIAL | CLASSIC GROUP | MDG492410 | 001 | 1 | 0% | 0.00099955 | 0.00099955 | 1.9945 | 0.0099727 | 29.918 | 6.1017 | 0.030509 | 91.5255 | 4.7101 | 0.026584 | 22.1767 | 1.9989 | 0.0099945 | 29.9836 | 6.085 | 0.030425 | 91.2754 | 4.6972 | 0.026511 | 22.1161 | 1.9989 | 0.0099945 | 29.9836 | 6.085 | 0.030425 | 91.2754 | 4.6972 | 0.026511 | 22.1161
MD | INSIG | INDUSTRIAL | CLEARVIEW AT HORNS POINT | MDG766134 | 001 | 1 | 0% | 0.00019931 | 0.00019931 | 1.9945 | 0.19945 | 14.959 | 1.2155 | 0.12155 | 9.1159 | 1.2085 | 0.11937 | 6.293 | 1.9969 | 0.19969 | 15.0082 | 1.2121 | 0.12121 | 9.1101 | 1.2052 | 0.11904 | 6.289 | 1.9969 | 0.19969 | 29.9535 | 1.2121 | 0.12121 | 18.182 | 1.2052 | 0.11904 | 12.5515
MD | INSIG | INDUSTRIAL | CLEMENS CROSSING POOL | MDG766169 | 001 | 1 | 0% | 0.0024593 | 0.0024593 | 1.9945 | 0.19945 | 14.959 | 1.2155 | 0.12155 | 9.1159 | 0.84391 | 0.090853 | 3.3586 | 0.16183 | 0.016183 | 2.4275 | 1.2121 | 0.12121 | 18.182 | 0.8416 | 0.090605 | 6.6988 | 0.16183 | 0.016183 | 2.4275 | 1.2121 | 0.12121 | 18.182 | 0.8416 | 0.090605 | 6.6988
MD | INSIG | INDUSTRIAL | CLEMENTS COPSEY OYSTER CO. | MDG522502 | 001 | 1 | 0% | 0.00099955 | 0.00099955 | 7.9781 | 0.0099727 | 29.918 | 24.4068 | 0.030509 | 91.5255 | 19.8477 | 0.020178 | 35.1957 | 7.9956 | 0.0099945 | 29.9836 | 24.3401 | 0.030425 | 91.2754 | 19.7935 | 0.020123 | 35.0995 | 7.9956 | 0.0099945 | 29.9836 | 24.3401 | 0.030425 | 91.2754 | 19.7935 | 0.020123 | 35.0995
MD | INSIG | INDUSTRIAL | CLISE COAL CO.,INC.- MIDLOTHIAN | MDG859619 | 001 | 1.0523 | 5.227% |  | 0 |  |  |  | 0 | 0 | 0 | 0 | 0 | 0 |  |  |  | 0 | 0 | 0 | 0 | 0 | 0 |  |  |  | 0 | 0 | 0 | 0 | 0 | 0
MD | INSIG | INDUSTRIAL | CLISE COAL COMPANY - KOONTZ MINE | MDG852166 | 001 | 1 | 0% | 0.00099955 | 0.00099955 | 5.0077 | 0.0099727 | 29.918 | 15.3196 | 0.030509 | 91.5255 | 8.2638 | 0.015995 | 51.4875 | 5.0187 | 0.0099945 | 29.9836 | 15.2778 | 0.030425 | 91.2754 | 8.2412 | 0.015951 | 51.3468 | 5.0187 | 0.0099945 | 29.9836 | 15.2778 | 0.030425 | 91.2754 | 8.2412 | 0.015951 | 51.3468
MD | INSIG | INDUSTRIAL | CLISE COAL YARD NO. 1 | MDG859620 | 001 | 1 | 0% | 5e-05 | 5e-05 | 11.1694 | 5.9836 | 14.959 | 1.709 | 0.91554 | 2.2889 | 0.96067 | 0.48 | 1.2876 | 7.9945 | 1.9986 | 15.0082 | 1.2174 | 0.30435 | 2.2854 | 0.68432 | 0.15956 | 1.2857 | 7.9945 | 1.9986 | 29.9795 | 1.2174 | 0.30435 | 4.5652 | 0.68432 | 0.15956 | 2.5682
MD | INSIG | INDUSTRIAL | COBRA MINING,INC. | MDG850907 | 001 | 1 | 0% | 0.0021 | 0.0021 | 11.1694 | 5.9836 | 14.959 | 71.7787 | 38.4529 | 96.1321 | 43.9127 | 18.4674 | 45.6858 | 7.9945 | 1.9986 | 15.0082 | 51.1304 | 12.7826 | 95.9877 | 31.2805 | 6.139 | 45.6172 | 7.9945 | 1.9986 | 29.9795 | 51.1304 | 12.7826 | 191.739 | 31.2805 | 6.139 | 91.1219
MD | INSIG | INDUSTRIAL | COKESBURY ROAD MINE | MDG499767 | 001 | 1.1432 | 14.32% |  | 0 |  |  |  | 0 | 0 | 0 | 0 | 0 | 0 |  |  |  | 0 | 0 | 0 | 0 | 0 | 0 |  |  |  | 0 | 0 | 0 | 0 | 0 | 0
MD | INSIG | INDUSTRIAL | COLLINS MARINE RAILWAY, INC. | MDG999150 | 001 | 1 | 0% | 0.00010005 | 0.00010005 | 1.9945 | 0.0099727 | 29.918 | 0.61078 | 0.0030539 | 9.1617 | 0.61078 | 0.0030539 | 9.1617 | 1.9989 | 0.0099945 | 29.9836 | 0.60911 | 0.0030456 | 9.1367 | 0.60911 | 0.0030456 | 9.1367 | 1.9989 | 0.0099945 | 29.9836 | 0.60911 | 0.0030456 | 9.1367 | 0.60911 | 0.0030456 | 9.1367
MD | INSIG | INDUSTRIAL | COLONIAL PIPELINE COMPANY - FO | MD0060968 | 001 | 1 | 0% | 0.0174 | 0.0174 | 11.1694 | 5.9836 | 14.959 | 594.7375 | 318.6094 | 796.5234 | 473.6576 | 221.6168 | 361.9786 | 7.9945 | 1.9986 | 15.0082 | 423.6518 | 105.9129 | 795.3267 | 337.4025 | 73.6704 | 361.4348 | 7.9945 | 1.9986 | 29.9795 | 423.6518 | 105.9129 | 1588.6942 | 337.4025 | 73.6704 | 721.9792
MD | INSIG | INDUSTRIAL | COLONIAL PIPELINE COMPANY - WO | MD0057886 | 001 | 1 | 0% | 0.0047 | 0.0047 | 11.1694 | 5.9836 | 14.959 | 160.6475 | 86.0611 | 215.1529 | 91.706 | 50.7761 | 102.293 | 7.9945 | 1.9986 | 15.0082 | 114.4347 | 28.6087 | 214.8296 | 65.3253 | 16.8791 | 102.1393 | 7.9945 | 1.9986 | 29.9795 | 114.4347 | 28.6087 | 429.13 | 65.3253 | 16.8791 | 204.027
MD | INSIG | INDUSTRIAL | COLTONS POINT MARINA | MDG999166 | 001 | 1 | 0% | 0.00010005 | 0.00010005 | 1.9945 | 0.0099727 | 29.918 | 0.61078 | 0.0030539 | 9.1617 | 0.58585 | 0.0026993 | 3.7974 | 1.9989 | 0.0099945 | 29.9836 | 0.60911 | 0.0030456 | 9.1367 | 0.58425 | 0.0026919 | 3.787 | 1.9989 | 0.0099945 | 29.9836 | 0.60911 | 0.0030456 | 9.1367 | 0.58425 | 0.0026919 | 3.787
MD | INSIG | INDUSTRIAL | COLUMBIA COUNTRY CLUB | MDG766304 | 001 | 1 | 0% | 0.0011593 | 0.0011593 | 1.9945 | 0.19945 | 14.959 | 1.2155 | 0.12155 | 9.1159 | 1.0457 | 0.089123 | 5.0103 | 0.34331 | 0.034331 | 5.1496 | 1.2121 | 0.12121 | 18.182 | 1.0428 | 0.08888 | 9.9933 | 0.34331 | 0.034331 | 5.1496 | 1.2121 | 0.12121 | 18.182 | 1.0428 | 0.08888 | 9.9933
MD | INSIG | INDUSTRIAL | COLUMBIA GYM POOL | MDG766170 | 001 | 1 | 0% | 0.0025993 | 0.0025993 | 1.9945 | 0.19945 | 14.959 | 1.2155 | 0.12155 | 9.1159 | 0.86238 | 0.091707 | 3.5639 | 0.15312 | 0.015312 | 2.2968 | 1.2121 | 0.12121 | 18.182 | 0.86003 | 0.091456 | 7.1083 | 0.15312 | 0.015312 | 2.2968 | 1.2121 | 0.12121 | 18.182 | 0.86003 | 0.091456 | 7.1083
MD | INSIG | INDUSTRIAL | COLUMBIA KINDER CARE | MDG766798 | 001 | 1 | 0% | 0.0030193 | 0.0030193 | 1.9945 | 0.19945 | 14.959 | 1.2155 | 0.12155 | 9.1159 | 0.88156 | 0.090853 | 3.3586 | 0.13182 | 0.013182 | 1.9773 | 1.2121 | 0.12121 | 18.182 | 0.87915 | 0.090605 | 6.6988 | 0.13182 | 0.013182 | 1.9773 | 1.2121 | 0.12121 | 18.182 | 0.87915 | 0.090605 | 6.6988
MD | INSIG | INDUSTRIAL | COLUMBIA SWIM CENTER MAIN POOL | MDG766171 | 001 | 1 | 0% | 0.0083793 | 0.0083793 | 1.9945 | 0.19945 | 14.959 | 1.2155 | 0.12155 | 9.1159 | 0.88156 | 0.090853 | 3.3586 | 0.047498 | 0.0047498 | 0.71247 | 1.2121 | 0.12121 | 18.182 | 0.87915 | 0.090605 | 6.6988 | 0.047498 | 0.0047498 | 0.71247 | 1.2121 | 0.12121 | 18.182 | 0.87915 | 0.090605 | 6.6988
MD | INSIG | INDUSTRIAL | COMPOSITE YACHT, LLC | MDG999280 | 001 | 1 | 0% | 0.00010005 | 0.00010005 | 1.9945 | 0.0099727 | 29.918 | 0.61078 | 0.0030539 | 9.1617 | 0.59863 | 0.0027445 | 4.1205 | 1.9989 | 0.0099945 | 29.9836 | 0.60911 | 0.0030456 | 9.1367 | 0.597 | 0.002737 | 4.1092 | 1.9989 | 0.0099945 | 29.9836 | 0.60911 | 0.0030456 | 9.1367 | 0.597 | 0.002737 | 4.1092
MD | INSIG | INDUSTRIAL | CONCRETE GENERAL, INC. | MD0064955 | 001 | 1 | 0% | 1.7089e-05 | 1.7089e-05 | 0 | 0 | 15.3005 | 0 | 0 | 0.79652 | 0 | 0 | 0.034281 | 0 | 0 | 15.2811 | 0 | 0 | 0.79533 | 0 | 0 | 0.034229 | 0 | 0 | 30.5245 | 0 | 0 | 1.5887 | 0 | 0 | 0.068374
MD | INSIG | INDUSTRIAL | CONNECTICUT BELAIR CLUB,INC. | MDG766898 | 001 | 1 | 0% | 0.0016593 | 0.0016593 | 1.9945 | 0.19945 | 14.959 | 1.2155 | 0.12155 | 9.1159 | 0.86484 | 0.082396 | 3.5962 | 0.23986 | 0.023986 | 3.5979 | 1.2121 | 0.12121 | 18.182 | 0.86248 | 0.082171 | 7.1728 | 0.23986 | 0.023986 | 3.5979 | 1.2121 | 0.12121 | 18.182 | 0.86248 | 0.082171 | 7.1728
MD | INSIG | INDUSTRIAL | CONSOLIDATED PHARM. GROUP INC. | MD0062553 | 001 | 1 | 0% | 2e-05 | 2e-05 | 9.8302 | 0 | 14.959 | 0.60164 | 0 | 0.91554 | 0.52359 | 0 | 0.32182 | 7.9945 | 0 | 15.0082 | 0.48696 | 0 | 0.91417 | 0.42378 | 0 | 0.32133 | 7.9945 | 0 | 29.9795 | 0.48696 | 0 | 1.8261 | 0.42378 | 0 | 0.64187
MD | INSIG | INDUSTRIAL | CONSOLIDATION COAL SALES CO. | MD0055824 | 001 | 1 | 0% | 0.36032 | 0.36032 | 0.83846 | 0.10624 | 5.5628 | 292.8 | 37.1014 | 1942.6077 | 292.1493 | 36.8017 | 1163.6873 | 0 | 0 | 1.8967 | 0 | 0 | 2081.4237 | 0 | 0 | 1246.8427 | 0 | 0 | 3.8534 | 0 | 0 | 4228.633 | 0 | 0 | 2533.0933
MD | INSIG | INDUSTRIAL | CONSTELLATION POWER - C.P. CRA | MD0001511 | 001 | 1 | 0% | 185.1547 | 185.1547 | 0 | 0.073779 | 0.031986 | 0 | 69626.562 | 30186.1131 | 0 | 69626.562 | 30186.1131 | 0.0051773 | 0.00087551 | 0.053451 | 2919.4861 | 493.6997 | 30140.7628 | 2919.4861 | 493.6997 | 30140.7628 | 0.017083 | 0.00087551 | 0.064062 | 9633.164 | 493.6997 | 36124.3649 | 9633.164 | 493.6997 | 36124.3649
MD | INSIG | INDUSTRIAL | CONSTELLATION POWER - RIVERSID | MD0001481 | 001 | 1 | 0% | 24.1945 | 24.1945 | 0 | 0 | 0 | 0 | 0 | 0 | 0 | 0 | 0 | 0 | 0 | 0 | 0 | 0 | 0 | 0 | 0 | 0 | 0 | 0 | 0 | 0 | 0 | 0 | 0 | 0 | 0
MD | INSIG | INDUSTRIAL | CONSTELLATION POWER SOURCE GENERATION, INC. | MD0070041 | 001 | 1 | 0% | 1.7668 | 1.7668 | 0 | 0 | 0 | 0 | 0 | 0 | 0 | 0 | 0 | 0 | 0 | 0 | 0 | 0 | 0 | 0 | 0 | 0 | 0 | 0 | 0 | 0 | 0 | 0 | 0 | 0 | 0
MD | INSIG | INDUSTRIAL | CONSTELLATION POWER SOURCE,INC. | MD0001503 | 001 | 1 | 0% | 9.2742 | 9.2742 | 0.29879 | 0.076797 | 2.8738 | 10302.8693 | 2648.1232 | 99093.8772 | 10277.8611 | 2638.6522 | 55409.8378 | 0.63053 | 0.05738 | 3.5031 | 17809.3886 | 1620.6993 | 98945.0028 | 17766.1599 | 1614.9029 | 55326.5924 | 1.1196 | 0.05738 | 4.1985 | 31623.4013 | 1620.6993 | 118587.7547 | 31546.6418 | 1614.9029 | 66310.1337
MD | INSIG | INDUSTRIAL | CONSTRUCTION DEWATERING | MD0071609 | 001 | 1 | 0% | 0.0072099 | 0.0072099 | 0 | 0 | 29.9253 | 0 | 0 | 659.8027 | 0 | 0 | 296.8535 | 0 | 0 | 30.0073 | 0 | 0 | 658.9014 | 0 | 0 | 296.448
MD | INSIG | INDUSTRIAL | CONSTRUCTION DEWATERING | MD0071617 | 001 | 1 | 0% | 0.02203 | 0.02203 | 0 | 0 | 29.9021 | 0 | 0 | 2014.5041 | 0 | 0 | 881.5608 | 0 | 0 | 29.984 | 0 | 0 | 2011.7521 | 0 | 0 | 880.3565
MD | INSIG | INDUSTRIAL | CONSTRUCTION DEWATERING | MD0071731 | 001 | 1 | 0% | 0.0072099 | 0.0072099 | 0 | 0 | 15.0081 | 0 | 0 | 330.9041 | 0 | 0 | 363.3373 | 0 | 0 | 15.0492 | 0 | 0 | 330.4521 | 0 | 0 | 362.841
MD | INSIG | INDUSTRIAL | COPPER HILL CONDOMINIUMS | MDG766396 | 001 | 1 | 0% | 0.010559 | 0.010559 | 1.9945 | 0.19945 | 14.959 | 1.2155 | 0.12155 | 9.1159 | 0.90229 | 0.078165 | 3.8225 | 0.037692 | 0.0037692 | 0.56538 | 1.2121 | 0.12121 | 18.182 | 0.89982 | 0.077952 | 7.6242 | 0.037692 | 0.0037692 | 0.56538 | 1.2121 | 0.12121 | 18.182 | 0.89982 | 0.077952 | 7.6242
MD | INSIG | INDUSTRIAL | COURTHOUSE POINT | MD_COURT | 001 | 1.1432 | 14.32% |  | 1.1567 | 18.9545 | 0.5351 | 120 | 66771 | 1885 | 422723.728 | 66771 | 1885 | 422723.728 | 18.9545 | 0.5351 | 120 | 66771 | 1885 | 422723.728 | 66771 | 1885 | 422723.728 | 18.9545 | 0.5351 | 120 | 66771 | 1885 | 422723.728 | 66771 | 1885 | 422723.728
MD | INSIG | INDUSTRIAL | COVE CONDOMINIUMS | MDG766503 | 001 | 1 | 0% | 0.013339 | 0.013339 | 1.9945 | 0.19945 | 14.959 | 1.2155 | 0.12155 | 9.1159 | 0.90415 | 0.090853 | 3.3586 | 0.029837 | 0.0029837 | 0.44755 | 1.2121 | 0.12121 | 18.182 | 0.90168 | 0.090605 | 6.6988 | 0.029837 | 0.0029837 | 0.44755 | 1.2121 | 0.12121 | 18.182 | 0.90168 | 0.090605 | 6.6988
MD | INSIG | INDUSTRIAL | COVE POINT LNG TERMINAL | MD0063975 | 001 | 1 | 0% | 0.026234 | 0.026234 | 31.6115 | 0 | 15.5812 | 2516.8767 | 0 | 1240.5623 | 2127.2269 | 0 | 416.7774 | 8.2584 | 1.243 | 15.5035 | 659.8255 | 99.313 | 1238.6985 | 557.6747 | 62.647 | 416.1513 | 8.2584 | 2.0646 | 30.9688 | 659.8255 | 164.9564 | 2474.3455 | 557.6747 | 104.0551 | 831.2774
MD | INSIG | INDUSTRIAL | CRANBERRY WATER TREATMENT PLT. | MD0067644 | 001 | 1 | 0% | 4.2264e-08 | 4.2264e-08 |  |  |  | 0 | 0 | 0 | 0 | 0 | 0 | 0 | 0 | 15.0634 | 0 | 0 | 0.0019389 | 0 | 0 | 0 | 0 | 0 | 40.1251 | 0 | 0 | 0.0051649 | 0 | 0 | 0
MD | INSIG | INDUSTRIAL | CRESCENT RUN PIT | MDG499782 | 001 | 1 | 0% | 0.00099955 | 0.00099955 | 1.9945 | 0.0099727 | 29.918 | 6.1017 | 0.030509 | 91.5255 | 3.069 | 0.015905 | 23.7006 | 1.9989 | 0.0099945 | 29.9836 | 6.085 | 0.030425 | 91.2754 | 3.0606 | 0.015862 | 23.6359 | 1.9989 | 0.0099945 | 29.9836 | 6.085 | 0.030425 | 91.2754 | 3.0606 | 0.015862 | 23.6359
MD | INSIG | INDUSTRIAL | CROCKETT BROTHERS BOATYARD, INC. | MDG999105 | 001 | 1 | 0% | 0.00010005 | 0.00010005 | 1.9945 | 0.0099727 | 29.918 | 0.61078 | 0.0030539 | 9.1617 | 0.59678 | 0.0027854 | 3.9324 | 1.9989 | 0.0099945 | 29.9836 | 0.60911 | 0.0030456 | 9.1367 | 0.59515 | 0.0027778 | 3.9217 | 1.9989 | 0.0099945 | 29.9836 | 0.60911 | 0.0030456 | 9.1367 | 0.59515 | 0.0027778 | 3.9217
MD | INSIG | INDUSTRIAL | CROFTON COUNTRY CLUB | MDG766319 | 001 | 1 | 0% | 0.027539 | 0.027539 | 1.9945 | 0.19945 | 14.959 | 1.2155 | 0.12155 | 9.1159 | 0.9698 | 0.10591 | 2.2088 | 0.014452 | 0.0014452 | 0.21678 | 1.2121 | 0.12121 | 18.182 | 0.96715 | 0.10562 | 4.4055 | 0.014452 | 0.0014452 | 0.21678 | 1.2121 | 0.12121 | 18.182 | 0.96715 | 0.10562 | 4.4055
MD | INSIG | INDUSTRIAL | CROMWELL FOUNTAIN CONDOMINIUMS | MDG766397 | 001 | 1 | 0% | 0.019259 | 0.019259 | 1.9945 | 0.19945 | 14.959 | 1.2155 | 0.12155 | 9.1159 | 1.1928 | 0.10472 | 3.2043 | 0.020665 | 0.0020665 | 0.30998 | 1.2121 | 0.12121 | 18.182 | 1.1896 | 0.10444 | 6.391 | 0.020665 | 0.0020665 | 0.30998 | 1.2121 | 0.12121 | 18.182 | 1.1896 | 0.10444 | 6.391
MD | INSIG | INDUSTRIAL | CSS POTATO FARMS,LLC. | MD0069884 | 001 | 1 | 0% | 0.19725 | 0.19725 | 8.0566 | 0.74795 | 14.959 | 4863.113 | 451.4777 | 9029.5538 | 3734.4978 | 334.8116 | 1403.003 | 7.9945 | 0.74949 | 15.0082 | 4802.6042 | 450.2441 | 9015.9882 | 3688.0317 | 333.8968 | 1400.8952 | 7.9945 | 0.74949 | 29.9795 | 4802.6042 | 450.2441 | 18009.7658 | 3688.0317 | 333.8968 | 2798.3394
MD | INSIG | INDUSTRIAL | CSX MARC COMMUTER RAIL BRUNS. | MD0000221 | 001 | 1 | 0% | 0.02022 | 0.02022 | 0 | 0 | 5.0024 | 0 | 0 | 357.0622 | 0 | 0 | 175.6439 | 0 | 0 | 5.7895 | 0 | 0 | 356.5258 | 0 | 0 | 175.38 | 0 | 0 | 11.5648 | 0 | 0 | 712.1733 | 0 | 0 | 350.3279
MD | INSIG | INDUSTRIAL | CSX TRANS CHESAPEAKE AVE. | MD0000230 | 001 | 1 | 0% | 0.028321 | 0.028321 | 2.8963 | 1.4783 | 3.0388 | 298.5958 | 152.4024 | 313.2847 | 297.9322 | 151.1716 | 187.6681 | 0 | 0 | 3.6268 | 0 | 0 | 312.8141 | 0 | 0 | 187.3861 | 0 | 0 | 7.2446 | 0 | 0 | 624.8575 | 0 | 0 | 374.3107
MD | INSIG | INDUSTRIAL | CSX TRANS RIVERSIDE YARD | MD0000264 | 001 | 1 | 0% | 0.00099955 | 0.00099955 | 0 | 0 | 29.918 | 0 | 0 | 91.5255 | 0 | 0 | 54.8269 | 0 | 0 | 29.9836 | 0 | 0 | 91.2754 | 0 | 0 | 54.6771 | 0 | 0 | 29.9836 | 0 | 0 | 91.2754 | 0 | 0 | 54.6771
MD | INSIG | INDUSTRIAL | CSX TRANSPORTATION, INC. | MD0057371 | 001 | 1.0477 | 4.773% |  | 0.11346 | 8 | 0 | 30 | 2764.3731 | 0 | 10366.399 | 2687.0035 | 0 | 7634.0381 | 8 | 0 | 30 | 2764.3731 | 0 | 10366.399 | 2687.0035 | 0 | 7634.0381 | 8 | 0 | 30 | 2764.3731 | 0 | 10366.399 | 2687.0035 | 0 | 7634.0381
MD | INSIG | INDUSTRIAL | CUNNINGHAM EXCAVATING, INC. | MDG499709 | 001 | 1 | 0% | 0.00099955 | 0.00099955 | 1.9945 | 0.0099727 | 29.918 | 6.1017 | 0.030509 | 91.5255 | 4.9983 | 0.026584 | 22.1767 | 1.9989 | 0.0099945 | 29.9836 | 6.085 | 0.030425 | 91.2754 | 4.9846 | 0.026511 | 22.1161 | 1.9989 | 0.0099945 | 29.9836 | 6.085 | 0.030425 | 91.2754 | 4.9846 | 0.026511 | 22.1161
MD | INSIG | INDUSTRIAL | CUTTER MARINE, INC. | MDG766936 | 001 | 1 | 0% | 0.0096593 | 0.0096593 | 1.9945 | 0.19945 | 14.959 | 1.2155 | 0.12155 | 9.1159 | 1.2145 | 0.12132 | 6.125 | 0.041204 | 0.0041204 | 0.61806 | 1.2121 | 0.12121 | 18.182 | 1.2112 | 0.12099 | 12.2165 | 0.041204 | 0.0041204 | 0.61806 | 1.2121 | 0.12121 | 18.182 | 1.2112 | 0.12099 | 12.2165
MD | INSIG | INDUSTRIAL | CUTTER MARINE, INC. | MDG999283 | 001 | 1 | 0% | 0.00010005 | 0.00010005 | 1.9945 | 0.0099727 | 29.918 | 0.61078 | 0.0030539 | 9.1617 | 0.6103 | 0.0030482 | 6.1558 | 1.9989 | 0.0099945 | 29.9836 | 0.60911 | 0.0030456 | 9.1367 | 0.60864 | 0.0030399 | 6.1389 | 1.9989 | 0.0099945 | 29.9836 | 0.60911 | 0.0030456 | 9.1367 | 0.60864 | 0.0030399 | 6.1389
MD | INSIG | INDUSTRIAL | CUTTS & CASE SHIPYARD | MDG999138 | 001 | 1 | 0% | 0.00010005 | 0.00010005 | 1.9945 | 0.0099727 | 29.918 | 0.61078 | 0.0030539 | 9.1617 | 0.59678 | 0.0027854 | 3.9324 | 1.9989 | 0.0099945 | 29.9836 | 0.60911 | 0.0030456 | 9.1367 | 0.59515 | 0.0027778 | 3.9217 | 1.9989 | 0.0099945 | 29.9836 | 0.60911 | 0.0030456 | 9.1367 | 0.59515 | 0.0027778 | 3.9217
MD | INSIG | INDUSTRIAL | DANIEL G SCHUSTER INC GUILFORD ROAD PLANT | MDG499739 | 001 | 1 | 0% | 0.00099968 | 0.00099968 | 1.9936 | 0.0099679 | 29.918 | 6.0988 | 0.030494 | 91.5255 | 5.2755 | 0.032262 | 41.1785 | 1.9977 | 0.0099884 | 29.9795 | 6.0821 | 0.030411 | 91.2754 | 5.2611 | 0.032174 | 41.066 | 1.9977 | 0.0099884 | 29.9795 | 6.0821 | 0.030411 | 91.2754 | 5.2611 | 0.032174 | 41.066
MD | INSIG | INDUSTRIAL | DANIEL G. SCHUSTER - PORTABLE PLANT #10 | MDG498004 | 001 | 1 | 0% | 0.00099955 | 0.00099955 | 1.9945 | 0.0099727 | 29.918 | 6.1017 | 0.030509 | 91.5255 | 5.2064 | 0.02307 | 43.5797 | 1.9989 | 0.0099945 | 29.9836 | 6.085 | 0.030425 | 91.2754 | 5.1921 | 0.023007 | 43.4606 | 1.9989 | 0.0099945 | 29.9836 | 6.085 | 0.030425 | 91.2754 | 5.1921 | 0.023007 | 43.4606
MD | INSIG | INDUSTRIAL | DANIEL G. SCHUSTER, LLC - PORTABLE PLANT | MDG499738 | 001 | 1 | 0% | 0.00099955 | 0.00099955 | 1.9945 | 0.0099727 | 29.918 | 6.1017 | 0.030509 | 91.5255 | 6.0881 | 0.030262 | 54.8269 | 1.9989 | 0.0099945 | 29.9836 | 6.085 | 0.030425 | 91.2754 | 6.0715 | 0.030179 | 54.6771 | 1.9989 | 0.0099945 | 29.9836 | 6.085 | 0.030425 | 91.2754 | 6.0715 | 0.030179 | 54.6771
MD | INSIG | INDUSTRIAL | DANIEL G. SCHUSTER, LLC. - OWINGS MILLS | MDG491398 | 001 | 1 | 0% | 0.00016696 | 0.00016696 | 1.9945 | 0.0099727 | 29.918 | 1.0197 | 0.0050987 | 15.296 | 0.49186 | 0.0029423 | 6.2017 | 2 | 0.01 | 30 | 1.017 | 0.0050848 | 15.2543 | 0.49051 | 0.0029343 | 6.1847 | 2 | 0.01 | 30 | 1.017 | 0.0050848 | 15.2543 | 0.49051 | 0.0029343 | 6.1847
MD | INSIG | INDUSTRIAL | DANIEL'S PURCHASE H.O.A. | MDG766701 | 001 | 1 | 0% | 0.018519 | 0.018519 | 1.9945 | 0.19945 | 14.959 | 1.2155 | 0.12155 | 9.1159 | 1.1037 | 0.079864 | 3.1461 | 0.021491 | 0.0021491 | 0.32237 | 1.2121 | 0.12121 | 18.182 | 1.1007 | 0.079646 | 6.2751 | 0.021491 | 0.0021491 | 0.32237 | 1.2121 | 0.12121 | 18.182 | 1.1007 | 0.079646 | 6.2751
MD | INSIG | INDUSTRIAL | DAN'S MOUNTAIN STATE PARK | MDG766140 | 001 | 1 | 0% | 0.0011593 | 0.0011593 | 1.9945 | 0.19945 | 14.959 | 1.2155 | 0.12155 | 9.1159 | 0.65651 | 0.063723 | 5.1281 | 0.34331 | 0.034331 | 5.1496 | 1.2121 | 0.12121 | 18.182 | 0.65471 | 0.063549 | 10.2282 | 0.34331 | 0.034331 | 5.1496 | 1.2121 | 0.12121 | 18.182 | 0.65471 | 0.063549 | 10.2282
MD | INSIG | INDUSTRIAL | DARNESTOWN SWIM/RACQUET CLUB | MDG766890 | 001 | 1 | 0% | 0.0016593 | 0.0016593 | 1.9945 | 0.19945 | 14.959 | 1.2155 | 0.12155 | 9.1159 | 0.95722 | 0.080352 | 4.366 | 0.23986 | 0.023986 | 3.5979 | 1.2121 | 0.12121 | 18.182 | 0.95461 | 0.080132 | 8.7081 | 0.23986 | 0.023986 | 3.5979 | 1.2121 | 0.12121 | 18.182 | 0.95461 | 0.080132 | 8.7081
MD | INSIG | INDUSTRIAL | DASHER GREEN POOL | MDG766172 | 001 | 1 | 0% | 0.0019193 | 0.0019193 | 1.9945 | 0.19945 | 14.959 | 1.2155 | 0.12155 | 9.1159 | 0.87545 | 0.090853 | 3.3586 | 0.20737 | 0.020737 | 3.1105 | 1.2121 | 0.12121 | 18.182 | 0.87306 | 0.090605 | 6.6988 | 0.20737 | 0.020737 | 3.1105 | 1.2121 | 0.12121 | 18.182 | 0.87306 | 0.090605 | 6.6988
MD | INSIG | INDUSTRIAL | DAVID A. BRAMBLE, INC. - BRIDGETOWN SAND & GRAVEL | MDG499883 | 001 | 1 | 0% | 0.00099955 | 0.00099955 | 1.9945 | 0.0099727 | 29.918 | 6.1017 | 0.030509 | 91.5255 | 3.1163 | 0.025666 | 13.9556 | 1.9989 | 0.0099945 | 29.9836 | 6.085 | 0.030425 | 91.2754 | 3.1078 | 0.025596 | 13.9175 | 1.9989 | 0.0099945 | 29.9836 | 6.085 | 0.030425 | 91.2754 | 3.1078 | 0.025596 | 13.9175
MD | INSIG | INDUSTRIAL | DAVID A. BRAMBLE, INC. - MASSEY | MDG491670 | 001 | 1 | 0% | 0.00016696 | 0.00016696 | 1.9945 | 0.0099727 | 29.918 | 1.0197 | 0.0050987 | 15.296 | 0.90449 | 0.0045649 | 7.2102 | 2 | 0.01 | 30 | 1.017 | 0.0050848 | 15.2543 | 0.90202 | 0.0045524 | 7.1905 | 2 | 0.01 | 30 | 1.017 | 0.0050848 | 15.2543 | 0.90202 | 0.0045524 | 7.1905
MD | INSIG | INDUSTRIAL | DAVID TRIBBETT PIT | MD0070050 | 001 | 1 | 0% | 0.0010003 | 0.0010003 | 0 | 0 | 29.8881 | 0 | 0 | 91.5255 | 0 | 0 | 27.2384 | 0.40056 | 0.0020028 | 29.9596 | 1.2203 | 0.0061017 | 91.2754 | 1.119 | 0.0051726 | 27.1639 | 1.9973 | 0.0099865 | 29.9596 | 6.085 | 0.030425 | 91.2754 | 5.5799 | 0.025793 | 27.1639
MD | INSIG | INDUSTRIAL | DAYS COVE RUBBLE LANDFILL | MD0071587 | 001 | 1 | 0% | 0.012517 | 0.012517 | 9.9676 | 0 | 9.5615 | 381.5425 | 0 | 366 | 315.7543 | 0 | 82.3572 | 9.9949 | 0 | 9.5877 | 381.0212 | 0 | 365.5 | 315.323 | 0 | 82.2447
MD | INSIG | INDUSTRIAL | DAYS COVE RUBBLE LANDFILL- LATERAL EXPANSION | MDG498003 | 001 | 1 | 0% | 0.00099955 | 0.00099955 | 1.9945 | 0.0099727 | 29.918 | 6.1017 | 0.030509 | 91.5255 | 5.7258 | 0.025268 | 45.0799 | 1.9989 | 0.0099945 | 29.9836 | 6.085 | 0.030425 | 91.2754 | 5.7102 | 0.025199 | 44.9567 | 1.9989 | 0.0099945 | 29.9836 | 6.085 | 0.030425 | 91.2754 | 5.7102 | 0.025199 | 44.9567
MD | INSIG | INDUSTRIAL | DEER RUN CAMPGROUND RECREATION FACILITY | MD0070742 | 001 | 1 | 0% | 0.25017 | 0.25017 | 0 | 0 | 0 | 0 | 0 | 0 | 0 | 0 | 0 | 0 | 0 | 0 | 0 | 0 | 0 | 0 | 0 | 0 | 0 | 0 | 0 | 0 | 0 | 0 | 0 | 0 | 0
MD | INSIG | INDUSTRIAL | DELIGHT QUARRY | MDG490975 | 001 | 1 | 0% | 0.0456 | 0.0456 | 11.1694 | 5.9836 | 14.959 | 1558.6223 | 834.9762 | 2087.4406 | 751.7804 | 481.8397 | 846.339 | 7.9945 | 1.9986 | 15.0082 | 1110.2598 | 277.565 | 2084.3045 | 535.5188 | 160.1744 | 845.0675 | 7.9945 | 1.9986 | 29.9795 | 1110.2598 | 277.565 | 4163.4744 | 535.5188 | 160.1744 | 1688.0532
MD | INSIG | INDUSTRIAL | DELMARVA CONCRETE, INC. | MDG499751 | 001 | 1 | 0% | 0.00099955 | 0.00099955 | 1.9945 | 0.0099727 | 29.918 | 6.1017 | 0.030509 | 91.5255 | 5.4004 | 0.025329 | 16.6889 | 1.9989 | 0.0099945 | 29.9836 | 6.085 | 0.030425 | 91.2754 | 5.3856 | 0.025259 | 16.6433 | 1.9989 | 0.0099945 | 29.9836 | 6.085 | 0.030425 | 91.2754 | 5.3856 | 0.025259 | 16.6433
MD | INSIG | INDUSTRIAL | DIAGEO NORTH AMERICA | MD0001813 | 001 | 1 | 0% | 0.10567 | 0.10567 | 0 | 0 | 196.3939 | 0 | 0 | 30070.5711 | 0 | 0 | 6946.7887 | 1.2458 | 0.0062291 | 93.1813 | 400.9409 | 2.0047 | 29988.4111 | 267.8984 | 0.87936 | 6927.8084 | 6.2121 | 0.03106 | 93.1813 | 1999.2274 | 9.9961 | 29988.4111 | 1335.8321 | 4.3848 | 6927.8084
MD | INSIG | INDUSTRIAL | DIAMOND FARM HOMEOWNERS ASSN. | MDG766472 | 001 | 1 | 0% | 0.0097193 | 0.0097193 | 1.9945 | 0.19945 | 14.959 | 1.2155 | 0.12155 | 9.1159 | 0.81789 | 0.020608 | 1.0225 | 0.040949 | 0.0040949 | 0.61424 | 1.2121 | 0.12121 | 18.182 | 0.81565 | 0.020552 | 2.0393 | 0.040949 | 0.0040949 | 0.61424 | 1.2121 | 0.12121 | 18.182 | 0.81565 | 0.020552 | 2.0393
MD | INSIG | INDUSTRIAL | DICKERSON HARBOR MARINA | MDG999218 | 001 | 1 | 0% | 0.00010005 | 0.00010005 | 1.9945 | 0.0099727 | 29.918 | 0.61078 | 0.0030539 | 9.1617 | 0.59428 | 0.0027708 | 3.3062 | 1.9989 | 0.0099945 | 29.9836 | 0.60911 | 0.0030456 | 9.1367 | 0.59266 | 0.0027633 | 3.2971 | 1.9989 | 0.0099945 | 29.9836 | 0.60911 | 0.0030456 | 9.1367 | 0.59266 | 0.0027633 | 3.2971
MD | INSIG | INDUSTRIAL | DICKINSON POOL | MDG766173 | 001 | 1 | 0% | 0.0023793 | 0.0023793 | 1.9945 | 0.19945 | 14.959 | 1.2155 | 0.12155 | 9.1159 | 0.90125 | 0.091707 | 3.5639 | 0.16728 | 0.016728 | 2.5091 | 1.2121 | 0.12121 | 18.182 | 0.89879 | 0.091456 | 7.1083 | 0.16728 | 0.016728 | 2.5091 | 1.2121 | 0.12121 | 18.182 | 0.89879 | 0.091456 | 7.1083
MD | INSIG | INDUSTRIAL | DILLON'S BUS SERVICE, INC. - MILLERSVILLE | MD0069736 | 001 | 1 | 0% | 0.00099154 | 0.00099154 | 0 | 0 | 0 | 0 | 0 | 0 | 0 | 0 | 0 | 0 | 0 | 0 | 0 | 0 | 0 | 0 | 0 | 0 | 0 | 0 | 29.9836 | 0 | 0 | 90.5445 | 0 | 0 | 10.4827
MD | INSIG | INDUSTRIAL | DISNEY SAND & GRAVEL, LLC | MDG499842 | 001 | 1 | 0% | 0.00099968 | 0.00099968 | 1.9936 | 0.0099679 | 29.918 | 6.0988 | 0.030494 | 91.5255 | 4.545 | 0.017723 | 9.4741 | 1.9977 | 0.0099884 | 29.9795 | 6.0821 | 0.030411 | 91.2754 | 4.5326 | 0.017675 | 9.4482 | 1.9977 | 0.0099884 | 29.9795 | 6.0821 | 0.030411 | 91.2754 | 4.5326 | 0.017675 | 9.4482
MD | INSIG | INDUSTRIAL | DISTRICT COURT BUILDING - CAMB | MD0068764 | 001 | 1 | 0% | 0.0041537 | 0.0041537 | 0 | 0 | 72.8096 | 0 | 0 | 521.8601 | 0 | 0 | 181.1832 | 6.1646 | 3.3024 | 41.1903 | 77.9845 | 41.7774 | 521.0761 | 76.9832 | 40.8309 | 180.911 | 21.9411 | 5.4853 | 82.2791 | 277.565 | 69.3912 | 1040.8686 | 274.0012 | 67.8192 | 361.3764
MD | INSIG | INDUSTRIAL | DOECHESTER NH ASSO.POOL | MDG766067 | 001 | 1 | 0% | 0.014099 | 0.014099 | 1.9945 | 0.19945 | 14.959 | 1.2155 | 0.12155 | 9.1159 | 0.81877 | 0.083216 | 2.5659 | 0.028228 | 0.0028228 | 0.42343 | 1.2121 | 0.12121 | 18.182 | 0.81653 | 0.082989 | 5.1177 | 0.028228 | 0.0028228 | 0.42343 | 1.2121 | 0.12121 | 18.182 | 0.81653 | 0.082989 | 5.1177
MD | INSIG | INDUSTRIAL | DORCHESTER COUNTY HIGHWAY DEPT BLACKTOP PLANT | MD0068446 | 001 | 1.1331 | 13.31% |  | 0 |  |  |  | 0 | 0 | 0 | 0 | 0 | 0 |  |  |  | 0 | 0 | 0 | 0 | 0 | 0 |  |  |  | 0 | 0 | 0 | 0 | 0 | 0
MD | INSIG | INDUSTRIAL | DORCHESTER CRAB COMPANY | MDG520435 | 001 | 1 | 0% | 0.00099955 | 0.00099955 | 7.9781 | 0.0099727 | 29.918 | 24.4068 | 0.030509 | 91.5255 | 20.1193 | 0.015173 | 2.5112 | 7.9956 | 0.0099945 | 29.9836 | 24.3401 | 0.030425 | 91.2754 | 20.0643 | 0.015132 | 2.5043 | 7.9956 | 0.0099945 | 29.9836 | 24.3401 | 0.030425 | 91.2754 | 20.0643 | 0.015132 | 2.5043
MD | INSIG | INDUSTRIAL | DORCHESTER LUMBER CO., INC. | MD0063681 | 001 | 1 | 0% | 0.014358 | 0.014358 | 7.4081 | 1.8524 | 7.5016e-06 | 406.8616 | 101.738 | 0.00041199 | 189.2191 | 18.9739 | 6.598e-06 | 0 | 0 | 9.4071e-06 | 0 | 0 | 0.00041134 | 0 | 0 | 6.5876e-06 | 0 | 0 | 1.8792e-05 | 0 | 0 | 0.00082174 | 0 | 0 | 1.316e-05
MD | INSIG | INDUSTRIAL | DOWNS COMMUNITY | MDG766460 | 001 | 1 | 0% | 0.018759 | 0.018759 | 1.9945 | 0.19945 | 14.959 | 1.2155 | 0.12155 | 9.1159 | 1.2063 | 0.11837 | 4.9551 | 0.021216 | 0.0021216 | 0.31824 | 1.2121 | 0.12121 | 18.182 | 1.203 | 0.11804 | 9.8831 | 0.021216 | 0.0021216 | 0.31824 | 1.2121 | 0.12121 | 18.182 | 1.203 | 0.11804 | 9.8831
MD | INSIG | INDUSTRIAL | DUFFY CREEK MARINA | MDG999196 | 001 | 1 | 0% | 0.00010005 | 0.00010005 | 1.9945 | 0.0099727 | 29.918 | 0.61078 | 0.0030539 | 9.1617 | 0.59763 | 0.0027671 | 5.4688 | 1.9989 | 0.0099945 | 29.9836 | 0.60911 | 0.0030456 | 9.1367 | 0.596 | 0.0027595 | 5.4539 | 1.9989 | 0.0099945 | 29.9836 | 0.60911 | 0.0030456 | 9.1367 | 0.596 | 0.0027595 | 5.4539
MD | INSIG | INDUSTRIAL | DUNDALK MARINE TERMINAL | MD0066818 | 001 | 1 | 0% | 0.22294 | 0.22294 | 0 | 0 | 7.7331 | 0 | 0 | 5839.9249 | 0 | 0 | 4435.8528 | 4.5748 | 0 | 8.5882 | 3106.1167 | 0 | 5831.1513 | 3105.5474 | 0 | 4429.1886 | 4.5748 | 0 | 17.1553 | 3106.1167 | 0 | 11647.9377 | 3105.5474 | 0 | 8847.466
MD | INSIG | INDUSTRIAL | DUNDALK MARINE TERMINAL ALGAL TURF SCRUBBER | MD0071072 | 001 | 1 | 0% | 0.086459 | 0.086459 | 0 | 0 | 0 | 0 | 0 | 0 | 0 | 0 | 0 | 0 | 0 | 0 | 0 | 0 | 0 | 0 | 0 | 0
MD | INSIG | INDUSTRIAL | DUNDEE CREEK MARINA | MDG999253 | 001 | 1 | 0% | 0.00010005 | 0.00010005 | 1.9945 | 0.0099727 | 29.918 | 0.61078 | 0.0030539 | 9.1617 | 0.58425 | 0.0026807 | 3.6453 | 1.9989 | 0.0099945 | 29.9836 | 0.60911 | 0.0030456 | 9.1367 | 0.58266 | 0.0026733 | 3.6353 | 1.9989 | 0.0099945 | 29.9836 | 0.60911 | 0.0030456 | 9.1367 | 0.58266 | 0.0026733 | 3.6353
MD | INSIG | INDUSTRIAL | E.C. RICHARD ENTERPEISES, INC. | MDG344397 | 001 | 1 | 0% | 0.0075 | 0.0075 | 11.1694 | 5.9836 | 14.959 | 256.3524 | 137.3316 | 343.329 | 168.93 | 19.8097 | 46.9698 | 7.9945 | 1.9986 | 15.0082 | 182.6085 | 45.6521 | 342.8132 | 120.3346 | 6.5852 | 46.8992 | 7.9945 | 1.9986 | 29.9795 | 182.6085 | 45.6521 | 684.782 | 120.3346 | 6.5852 | 93.6829
MD | INSIG | INDUSTRIAL | EASTALCO ALUMINUM COMPANY | MD0002429 | 001 | 1 | 0% | 0.18564 | 0.18564 | 0.34555 | 0.011361 | 27.9456 | 167.2627 | 5.4994 | 13527.1643 | 126.5382 | 3.8474 | 6510.2862 | 2.9496 | 0 | 23.8896 | 1667.6646 | 0 | 13506.8417 | 1261.6279 | 0 | 6500.5055 | 12.7254 | 0 | 47.7204 | 7194.7759 | 0 | 26980.4097 | 5443.0189 | 0 | 12984.9972
MD | INSIG | INDUSTRIAL | EASTERN CORRECTIONAL INST. WES | MD0065595 | 001 | 1 | 0% | 0.10324 | 0.10324 | 16.1817 | 1.0783 | 14.959 | 5112.4501 | 340.6937 | 4726.1695 | 3924.1014 | 284.492 | 1137.4855 | 7.9945 | 1.0806 | 15.0082 | 2513.7368 | 339.7628 | 4719.0691 | 1929.4385 | 283.7147 | 1135.7766 | 7.9945 | 1.0806 | 29.9795 | 2513.7368 | 339.7628 | 9426.513 | 1929.4385 | 283.7147 | 2268.7552
MD | INSIG | INDUSTRIAL | EASTERN SANITARY LANDFILL SWMF | MDG912781 | 001 | 1 | 0% | 0.0018 | 0.0018 | 4.9863 | 0.19945 | 14.959 | 27.4663 | 1.0987 | 82.399 | 22.7304 | 0.68631 | 18.5414 | 4.9966 | 0.19986 | 15.0082 | 27.3913 | 1.0957 | 82.2752 | 22.6683 | 0.68443 | 18.5135 | 4.9966 | 0.19986 | 29.9795 | 27.3913 | 1.0957 | 164.3477 | 22.6683 | 0.68443 | 36.9815
MD | INSIG | INDUSTRIAL | EASTON POINT MARINA, INC. | MDG999160 | 001 | 1 | 0% | 0.00010005 | 0.00010005 | 1.9945 | 0.0099727 | 29.918 | 0.61078 | 0.0030539 | 9.1617 | 0.61078 | 0.0030539 | 9.1617 | 1.9989 | 0.0099945 | 29.9836 | 0.60911 | 0.0030456 | 9.1367 | 0.60911 | 0.0030456 | 9.1367 | 1.9989 | 0.0099945 | 29.9836 | 0.60911 | 0.0030456 | 9.1367 | 0.60911 | 0.0030456 | 9.1367
MD | INSIG | INDUSTRIAL | EASTON UTILITIES COMMISSION | MD0022772 | 001 | 1 | 0% | 0.00041368 | 0.00041368 | 0 | 0 | 0 | 0 | 0 | 0 | 0 | 0 | 0 | 1.1058 | 0.11661 | 9.2681 | 1.3932 | 0.14691 | 11.6766 | 1.2885 | 0.134 | 5.0119 | 5.5102 | 0.58105 | 23.1504 | 6.9422 | 0.73206 | 29.1666 | 6.4206 | 0.66769 | 12.5191
MD | INSIG | INDUSTRIAL | EASTPORT MARINA - MULLER MARINE | MDG999250 | 001 | 1 | 0% | 0.00010005 | 0.00010005 | 1.9945 | 0.0099727 | 29.918 | 0.61078 | 0.0030539 | 9.1617 | 0.60618 | 0.002974 | 4.98 | 1.9989 | 0.0099945 | 29.9836 | 0.60911 | 0.0030456 | 9.1367 | 0.60453 | 0.0029659 | 4.9664 | 1.9989 | 0.0099945 | 29.9836 | 0.60911 | 0.0030456 | 9.1367 | 0.60453 | 0.0029659 | 4.9664
MD | INSIG | INDUSTRIAL | EASTPORT SPAR & RIGGING, LLC | MDG999252 | 001 | 1 | 0% | 0.00010005 | 0.00010005 | 1.9945 | 0.0099727 | 29.918 | 0.61078 | 0.0030539 | 9.1617 | 0.60852 | 0.003016 | 6.0233 | 1.9989 | 0.0099945 | 29.9836 | 0.60911 | 0.0030456 | 9.1367 | 0.60686 | 0.0030078 | 6.0069 | 1.9989 | 0.0099945 | 29.9836 | 0.60911 | 0.0030456 | 9.1367 | 0.60686 | 0.0030078 | 6.0069
MD | INSIG | INDUSTRIAL | EASTPORT YACHT CENTER | MDG999279 | 001 | 1 | 0% | 0.00010005 | 0.00010005 | 1.9945 | 0.0099727 | 29.918 | 0.61078 | 0.0030539 | 9.1617 | 0.61078 | 0.0030539 | 9.1617 | 1.9989 | 0.0099945 | 29.9836 | 0.60911 | 0.0030456 | 9.1367 | 0.60911 | 0.0030456 | 9.1367 | 1.9989 | 0.0099945 | 29.9836 | 0.60911 | 0.0030456 | 9.1367 | 0.60911 | 0.0030456 | 9.1367
MD | INSIG | INDUSTRIAL | EDGEMOOR MATERIALS OF MARYLAND, INC. | MDG498021 | 001 | 1 | 0% | 0.00016696 | 0.00016696 | 1.9945 | 0.0099727 | 29.918 | 1.0197 | 0.0050987 | 15.296 | 0.85405 | 0.0062159 | 9.2274 | 2 | 0.01 | 30 | 1.017 | 0.0050848 | 15.2543 | 0.85171 | 0.0061989 | 9.2022 | 2 | 0.01 | 30 | 1.017 | 0.0050848 | 15.2543 | 0.85171 | 0.0061989 | 9.2022
MD | INSIG | INDUSTRIAL | EDGEWATER BOATING CENTER | MDG999258 | 001 | 1 | 0% | 0.00010005 | 0.00010005 | 1.9945 | 0.0099727 | 29.918 | 0.61078 | 0.0030539 | 9.1617 | 0.61078 | 0.0030539 | 9.1617 | 1.9989 | 0.0099945 | 29.9836 | 0.60911 | 0.0030456 | 9.1367 | 0.60911 | 0.0030456 | 9.1367 | 1.9989 | 0.0099945 | 29.9836 | 0.60911 | 0.0030456 | 9.1367 | 0.60911 | 0.0030456 | 9.1367
MD | INSIG | INDUSTRIAL | EDISON HIGHWAY RECYCLING FACILITY | MDG498030 | 001 | 1 | 0% | 0.00016696 | 0.00016696 | 1.9945 | 0.0099727 | 29.918 | 1.0197 | 0.0050987 | 15.296 | 1.0175 | 0.0050575 | 9.1628 | 2 | 0.01 | 30 | 1.017 | 0.0050848 | 15.2543 | 1.0147 | 0.0050437 | 9.1378 | 2 | 0.01 | 30 | 1.017 | 0.0050848 | 15.2543 | 1.0147 | 0.0050437 | 9.1378
MD | INSIG | INDUSTRIAL | EDWARDS BOATYARD, LLC | MDG999167 | 001 | 1 | 0% | 0.00010005 | 0.00010005 | 1.9945 | 0.0099727 | 29.918 | 0.61078 | 0.0030539 | 9.1617 | 0.6103 | 0.0030482 | 6.1558 | 1.9989 | 0.0099945 | 29.9836 | 0.60911 | 0.0030456 | 9.1367 | 0.60864 | 0.0030399 | 6.1389 | 1.9989 | 0.0099945 | 29.9836 | 0.60911 | 0.0030456 | 9.1367 | 0.60864 | 0.0030399 | 6.1389
MD | INSIG | INDUSTRIAL | ELIZABETH B. WILSON RESIDENCE WWTP | MD0069540 | 001 | 1 | 0% | 0.0001 | 0.0001 | 14.1612 | 9.9727 | 14.959 | 4.3336 | 3.0518 | 4.5777 | 4.3336 | 3.0518 | 4.5777 | 7.9945 | 1.9986 | 15.0082 | 2.4348 | 0.6087 | 4.5708 | 2.4348 | 0.6087 | 4.5708 | 7.9945 | 1.9986 | 29.9795 | 2.4348 | 0.6087 | 9.1304 | 2.4348 | 0.6087 | 9.1304
MD | INSIG | INDUSTRIAL | ELK RIDGE WTP | MD0067962 | 001 | 1 | 0% | 0.0007135 | 0.0007135 | 17.9508 | 2.9918 | 4.7515 | 82.4554 | 13.7426 | 21.8254 | 72.891 | 8.8441 | 12.8799 | 0 | 0 | 9.6122 | 0 | 0 | 20.8872 | 0 | 0 | 12.3262 | 0 | 0 | 18.9149 | 0 | 0 | 41.1019 | 0 | 0 | 24.2556
MD | INSIG | INDUSTRIAL | ELKTON STRIPED BASS HATCHERY | MD1626H07 | 001 | 1 | 0% | 2.0014 | 2.0014 | 0.017617 | 0.003443 | 0.014944 | 107.8948 | 21.087 | 91.5255 | 97.4317 | 18.9904 | 34.0752 | 0.00099832 | 4.9916e-06 | 0.014975 | 6.085 | 0.030425 | 91.2754 | 5.4949 | 0.0274 | 33.9821 | 0.00099832 | 4.9916e-06 | 0.014975 | 6.085 | 0.030425 | 91.2754 | 5.4949 | 0.0274 | 33.9821
MD | INSIG | INDUSTRIAL | ELLIE MAY LLC BUCKEYSTOWN MINE | MDG499704 | 001 | 1 | 0% | 0.00099968 | 0.00099968 | 1.9936 | 0.0099679 | 29.918 | 6.0988 | 0.030494 | 91.5255 | 5.0616 | 0.019533 | 50.037 | 1.9977 | 0.0099884 | 29.9795 | 6.0821 | 0.030411 | 91.2754 | 5.0478 | 0.01948 | 49.9003 | 1.9977 | 0.0099884 | 29.9795 | 6.0821 | 0.030411 | 91.2754 | 5.0478 | 0.01948 | 49.9003
MD | INSIG | INDUSTRIAL | EMERSON ELECTRIC | MD0069094 | 001 | 1 | 0% | 0.025604 | 0.025604 | 0 | 0 | 5.5421 | 0 | 0 | 2036.5644 | 0 | 0 | 415.853 | 0.1536 | 0 | 8.0405 | 11.9779 | 0 | 626.9937 | 7.7757 | 0 | 128.028 | 0.76539 | 0 | 8.0405 | 59.6851 | 0 | 626.9937 | 38.7459 | 0 | 128.028
MD | INSIG | INDUSTRIAL | ENGLISH COUNTRY MANOR | MDG766700 | 001 | 1 | 0% | 0.0087793 | 0.0087793 | 1.9945 | 0.19945 | 14.959 | 1.2155 | 0.12155 | 9.1159 | 0.95368 | 0.061539 | 2.8644 | 0.045334 | 0.0045334 | 0.68001 | 1.2121 | 0.12121 | 18.182 | 0.95107 | 0.061371 | 5.7132 | 0.045334 | 0.0045334 | 0.68001 | 1.2121 | 0.12121 | 18.182 | 0.95107 | 0.061371 | 5.7132
MD | INSIG | INDUSTRIAL | Envirotech Consultants, LLC | MD0071641 | 001 | 1 | 0% | 0.070192 | 0.070192 | 4.9819 | 0.34897 | 29.9008 | 1067.9178 | 74.8044 | 6409.5123 | 656.6622 | 51.2042 | 2815.5966 | 4.9956 | 0.34992 | 29.9828 | 1067.9178 | 74.8044 | 6409.5123 | 656.6622 | 51.2042 | 2815.5966
MD | INSIG | INDUSTRIAL | ESSEX MARINA & BOAT SALES | MDG999133 | 001 | 1 | 0% | 0.00010005 | 0.00010005 | 1.9945 | 0.0099727 | 29.918 | 0.61078 | 0.0030539 | 9.1617 | 0.6103 | 0.0030482 | 6.1558 | 1.9989 | 0.0099945 | 29.9836 | 0.60911 | 0.0030456 | 9.1367 | 0.60864 | 0.0030399 | 6.1389 | 1.9989 | 0.0099945 | 29.9836 | 0.60911 | 0.0030456 | 9.1367 | 0.60864 | 0.0030399 | 6.1389
MD | INSIG | INDUSTRIAL | ESSEX YACHT HARBOR MARINA | MDG999131 | 001 | 1 | 0% | 0.00010005 | 0.00010005 | 1.9945 | 0.0099727 | 29.918 | 0.61078 | 0.0030539 | 9.1617 | 0.61005 | 0.0030242 | 5.0312 | 1.9989 | 0.0099945 | 29.9836 | 0.60911 | 0.0030456 | 9.1367 | 0.60838 | 0.0030159 | 5.0175 | 1.9989 | 0.0099945 | 29.9836 | 0.60911 | 0.0030456 | 9.1367 | 0.60838 | 0.0030159 | 5.0175
MD | INSIG | INDUSTRIAL | ESSROC CEMENT CORPORATION | MD0002038 | 001 | 1 | 0% | 0.88707 | 0.88707 | 0.079743 | 0 | 14.959 | 216.47 | 0 | 40607.5859 | 174.9273 | 0 | 22200.1612 | 0.079907 | 0 | 15.0082 | 215.8785 | 0 | 40546.5788 | 174.4494 | 0 | 22166.8087 | 0.079907 | 0 | 29.9795 | 215.8785 | 0 | 80993.2724 | 174.4494 | 0 | 44279.0101
MD | INSIG | INDUSTRIAL | EVERETT V. MOSER, INC. | MDG499792 | 001 | 1 | 0% | 0.00099955 | 0.00099955 | 1.9945 | 0.0099727 | 29.918 | 6.1017 | 0.030509 | 91.5255 | 3.9991 | 0.020769 | 53.0794 | 1.9989 | 0.0099945 | 29.9836 | 6.085 | 0.030425 | 91.2754 | 3.9882 | 0.020712 | 52.9344 | 1.9989 | 0.0099945 | 29.9836 | 6.085 | 0.030425 | 91.2754 | 3.9882 | 0.020712 | 52.9344
MD | INSIG | INDUSTRIAL | EXECUTIVE PLAZA | MDG917987 | 001 | 1 | 0% | 0.001 | 0.001 | 4.9863 | 0.19945 | 14.959 | 15.2591 | 0.61036 | 45.7772 | 2.6439 | 0.36003 | 24.2104 | 4.9966 | 0.19986 | 15.0082 | 15.2174 | 0.6087 | 45.7084 | 2.6367 | 0.35905 | 24.174 | 4.9966 | 0.19986 | 29.9795 | 15.2174 | 0.6087 | 91.3043 | 2.6367 | 0.35905 | 48.2885
MD | INSIG | INDUSTRIAL | EXELON POWER GENERATION | MD0002518 | 001 | 1 | 0% | 0.01437 | 0.01437 | 17.9356 | 2.9893 | 0 | 788.1534 | 131.3589 | 0 | 788.1534 | 131.3589 | 0 | 0 | 0 | 0 | 0 | 0 | 0 | 0 | 0 | 0 | 0 | 0 | 0 | 0 | 0 | 0 | 0 | 0 | 0
MD | INSIG | INDUSTRIAL | EXXON S.S. 2-5052 | MDG915004 | 001 | 1 | 0% | 5e-05 | 5e-05 | 4.9863 | 0.19945 | 14.959 | 0.76295 | 0.030518 | 2.2889 | 0.74546 | 0.027835 | 0.98244 | 4.9966 | 0.19986 | 15.0082 | 0.76087 | 0.030435 | 2.2854 | 0.74343 | 0.027759 | 0.98096 | 4.9966 | 0.19986 | 29.9795 | 0.76087 | 0.030435 | 4.5652 | 0.74343 | 0.027759 | 1.9595
MD | INSIG | INDUSTRIAL | FAIR OAKS ON THE MAGOTHY COMM. | MDG766115 | 001 | 1 | 0% | 0.0061593 | 0.0061593 | 1.9945 | 0.19945 | 14.959 | 1.2155 | 0.12155 | 9.1159 | 1.106 | 0.076571 | 2.2667 | 0.064618 | 0.0064618 | 0.96926 | 1.2121 | 0.12121 | 18.182 | 1.103 | 0.076361 | 4.5211 | 0.064618 | 0.0064618 | 0.96926 | 1.2121 | 0.12121 | 18.182 | 1.103 | 0.076361 | 4.5211
MD | INSIG | INDUSTRIAL | FAIRVIEW COAL CO.,INC. | MDG852161 | 001 | 1 | 0% | 0.0275 | 0.0275 | 11.1694 | 5.9836 | 14.959 | 939.9586 | 503.5493 | 1258.8732 | 494.976 | 263.9988 | 708.1762 | 7.9945 | 1.9986 | 15.0082 | 669.5646 | 167.3911 | 1256.9819 | 352.5883 | 87.7592 | 707.1123 | 7.9945 | 1.9986 | 29.9795 | 669.5646 | 167.3911 | 2510.8672 | 352.5883 | 87.7592 | 1412.4826
MD | INSIG | INDUSTRIAL | FAIRVIEW MARINA | MDG999192 | 001 | 1 | 0% | 0.00010005 | 0.00010005 | 1.9945 | 0.0099727 | 29.918 | 0.61078 | 0.0030539 | 9.1617 | 0.61078 | 0.0030539 | 9.1617 | 1.9989 | 0.0099945 | 29.9836 | 0.60911 | 0.0030456 | 9.1367 | 0.60911 | 0.0030456 | 9.1367 | 1.9989 | 0.0099945 | 29.9836 | 0.60911 | 0.0030456 | 9.1367 | 0.60911 | 0.0030456 | 9.1367
MD | INSIG | INDUSTRIAL | FAIRWAYS CONDOS | MDG766448 | 001 | 1 | 0% | 5e-05 | 5e-05 | 1.9945 | 0.19945 | 14.959 | 0.30518 | 0.030518 | 2.2889 | 0.20813 | 0.020688 | 0.90296 | 1.9986 | 0.19986 | 15.0082 | 0.30435 | 0.030435 | 2.2854 | 0.20756 | 0.020632 | 0.9016 | 1.9986 | 0.19986 | 29.9795 | 0.30435 | 0.030435 | 4.5652 | 0.20756 | 0.020632 | 1.801
MD | INSIG | INDUSTRIAL | FAIRWINDS CONDOMINIUM | MDG766077 | 001 | 1 | 0% | 9.9975e-05 | 9.9975e-05 | 1.9945 | 0.19945 | 14.959 | 0.61017 | 0.061017 | 4.5763 | 0.60558 | 0.059421 | 2.4875 | 1.9985 | 0.19985 | 15.0082 | 0.6085 | 0.06085 | 4.5697 | 0.60392 | 0.059259 | 2.4839 | 1.9985 | 0.19985 | 29.9776 | 0.6085 | 0.06085 | 9.1275 | 0.60392 | 0.059259 | 4.9614
MD | INSIG | INDUSTRIAL | FAIRWINDS MARINA | MDG999146 | 001 | 1 | 0% | 0.00010005 | 0.00010005 | 1.9945 | 0.0099727 | 29.918 | 0.61078 | 0.0030539 | 9.1617 | 0.59138 | 0.0024859 | 4.0754 | 1.9989 | 0.0099945 | 29.9836 | 0.60911 | 0.0030456 | 9.1367 | 0.58976 | 0.0024791 | 4.0643 | 1.9989 | 0.0099945 | 29.9836 | 0.60911 | 0.0030456 | 9.1367 | 0.58976 | 0.0024791 | 4.0643
MD | INSIG | INDUSTRIAL | FALLS GABLE CONDOMINIUM ASSOCIATION | MDG766988 | 001 | 1 | 0% | 5e-05 | 5e-05 | 1.9945 | 0.19945 | 14.959 | 0.30518 | 0.030518 | 2.2889 | 0.23006 | 0.013471 | 0.42094 | 1.9986 | 0.19986 | 15.0082 | 0.30435 | 0.030435 | 2.2854 | 0.22943 | 0.013434 | 0.42031 | 1.9986 | 0.19986 | 29.9795 | 0.30435 | 0.030435 | 4.5652 | 0.22943 | 0.013434 | 0.83959
MD | INSIG | INDUSTRIAL | FALLS RECREATION ASSOC.INC. | MDG766398 | 001 | 1 | 0% | 0.014559 | 0.014559 | 1.9945 | 0.19945 | 14.959 | 1.2155 | 0.12155 | 9.1159 | 0.90229 | 0.078165 | 3.8225 | 0.027336 | 0.0027336 | 0.41005 | 1.2121 | 0.12121 | 18.182 | 0.89982 | 0.077952 | 7.6242 | 0.027336 | 0.0027336 | 0.41005 | 1.2121 | 0.12121 | 18.182 | 0.89982 | 0.077952 | 7.6242
MD | INSIG | INDUSTRIAL | FARMERS COOPERATIVE ASSO,INC. | MDG344132 | 001 | 1 | 0% | 2e-05 | 2e-05 | 11.1694 | 5.9836 | 14.959 | 0.68361 | 0.36622 | 0.91554 | 0.56703 | 0.26484 | 0.52606 | 7.9945 | 1.9986 | 15.0082 | 0.48696 | 0.12174 | 0.91417 | 0.40392 | 0.088037 | 0.52527 | 7.9945 | 1.9986 | 29.9795 | 0.48696 | 0.12174 | 1.8261 | 0.40392 | 0.088037 | 1.0493
MD | INSIG | INDUSTRIAL | FAULKNER RIDGE POOL | MDG766175 | 001 | 1 | 0% | 0.0023393 | 0.0023393 | 1.9945 | 0.19945 | 14.959 | 1.2155 | 0.12155 | 9.1159 | 0.88156 | 0.090853 | 3.3586 | 0.17014 | 0.017014 | 2.552 | 1.2121 | 0.12121 | 18.182 | 0.87915 | 0.090605 | 6.6988 | 0.17014 | 0.017014 | 2.552 | 1.2121 | 0.12121 | 18.182 | 0.87915 | 0.090605 | 6.6988
MD | INSIG | INDUSTRIAL | FDA - CENTER FOR VETERINARY MEDICINE | MD3215Q03 | 001 | 1 | 0% | 0.21334 | 0.21334 | 1.9936 | 0.099679 | 4.21 | 1301.5223 | 65.0761 | 2748.5136 | 952.5241 | 73.0101 | 2484.3851 | 0.28124 | 0.0014062 | 4.2186 | 182.7336 | 0.91367 | 2741.004 | 133.7343 | 1.0251 | 2477.5972 | 0.28124 | 0.0014062 | 4.2186 | 182.7336 | 0.91367 | 2741.004 | 133.7343 | 1.0251 | 2477.5972
MD | INSIG | INDUSTRIAL | FERRY POINT MARINA & YACHT YARD | MDG999238 | 001 | 1 | 0% | 0.00010005 | 0.00010005 | 1.9945 | 0.0099727 | 29.918 | 0.61078 | 0.0030539 | 9.1617 | 0.61078 | 0.0030539 | 9.1617 | 1.9989 | 0.0099945 | 29.9836 | 0.60911 | 0.0030456 | 9.1367 | 0.60911 | 0.0030456 | 9.1367 | 1.9989 | 0.0099945 | 29.9836 | 0.60911 | 0.0030456 | 9.1367 | 0.60911 | 0.0030456 | 9.1367
MD | INSIG | INDUSTRIAL | FIL (US) INC. | MD0001007 | 001 | 1 | 0% | 0.083718 | 0.083718 | 0.29995 | 0 | 0.99735 | 120.3288 | 0 | 400.0932 | 116.8895 | 0 | 91.1098 | 2.8983 | 1.4517 | 11.4898 | 738.981 | 370.1332 | 2929.5359 | 717.8593 | 310.1369 | 667.1183 | 9.6449 | 2.4112 | 36.1683 | 2459.1281 | 614.782 | 9221.7305 | 2388.8409 | 515.1297 | 2099.9863
MD | INSIG | INDUSTRIAL | FISHING CREEK FARMS H.O.A. | MDG766771 | 001 | 1 | 0% | 0.0065593 | 0.0065593 | 1.9945 | 0.19945 | 14.959 | 1.2155 | 0.12155 | 9.1159 | 1.211 | 0.12004 | 5.9932 | 0.060677 | 0.0060677 | 0.91016 | 1.2121 | 0.12121 | 18.182 | 1.2077 | 0.11971 | 11.9537 | 0.060677 | 0.0060677 | 0.91016 | 1.2121 | 0.12121 | 18.182 | 1.2077 | 0.11971 | 11.9537
MD | INSIG | INDUSTRIAL | FLAG HARBOR CONDOMINIUM ASSOC. | MDG766880 | 001 | 1 | 0% | 0.0096593 | 0.0096593 | 1.9945 | 0.19945 | 14.959 | 1.2155 | 0.12155 | 9.1159 | 1.2155 | 0.12155 | 9.1159 | 0.041204 | 0.0041204 | 0.61806 | 1.2121 | 0.12121 | 18.182 | 1.2121 | 0.12121 | 18.182 | 0.041204 | 0.0041204 | 0.61806 | 1.2121 | 0.12121 | 18.182 | 1.2121 | 0.12121 | 18.182
MD | INSIG | INDUSTRIAL | FLAG HARBOR YACHT HAVEN | MDG999245 | 001 | 1 | 0% | 0.00010005 | 0.00010005 | 1.9945 | 0.0099727 | 29.918 | 0.61078 | 0.0030539 | 9.1617 | 0.49701 | 0.0019077 | 2.0616 | 1.9989 | 0.0099945 | 29.9836 | 0.60911 | 0.0030456 | 9.1367 | 0.49565 | 0.0019025 | 2.0559 | 1.9989 | 0.0099945 | 29.9836 | 0.60911 | 0.0030456 | 9.1367 | 0.49565 | 0.0019025 | 2.0559
MD | INSIG | INDUSTRIAL | FLEISCHMANN'S VINEGAR COMPANY, INC. | MD0002101 | 001 | 1 | 0% | 0.29209 | 0.29209 | 0 | 0 | 21.8102 | 0 | 0 | 20614.3363 | 0 | 0 | 9020.975 | 0.30898 | 0.0015449 | 23.1098 | 274.8578 | 1.3743 | 20558.0129 | 215.7738 | 1.0062 | 8996.3276 | 1.5407 | 0.0077033 | 23.1098 | 1370.5342 | 6.8527 | 20558.0129 | 1075.9213 | 5.0172 | 8996.3276
MD | INSIG | INDUSTRIAL | FLINTSTONE BORROW PIT | MD0070858 | 001 | 1 | 0% | 0.00012973 | 0.00012973 | 0 | 0 | 74.5156 | 0 | 0 | 22.8187 | 0 | 0 | 3.6705 | 0.76794 | 0.0038397 | 57.5955 | 0.30342 | 0.0015171 | 22.7563 | 0.18945 | 0.00033145 | 3.6605 | 3.8397 | 0.019199 | 57.5955 | 1.5171 | 0.0075854 | 22.7563 | 0.94725 | 0.0016573 | 3.6605
MD | INSIG | INDUSTRIAL | FLORIDA MARINA & BOAT SALES, INC. | MDG999123 | 001 | 1 | 0% | 0.00010005 | 0.00010005 | 1.9945 | 0.0099727 | 29.918 | 0.61078 | 0.0030539 | 9.1617 | 0.6093 | 0.003043 | 5.1229 | 1.9989 | 0.0099945 | 29.9836 | 0.60911 | 0.0030456 | 9.1367 | 0.60763 | 0.0030347 | 5.1089 | 1.9989 | 0.0099945 | 29.9836 | 0.60911 | 0.0030456 | 9.1367 | 0.60763 | 0.0030347 | 5.1089
MD | INSIG | INDUSTRIAL | FLYING POINT MARINA | MDG999187 | 001 | 1 | 0% | 0.00010005 | 0.00010005 | 1.9945 | 0.0099727 | 29.918 | 0.61078 | 0.0030539 | 9.1617 | 0.61078 | 0.0030539 | 9.1617 | 1.9989 | 0.0099945 | 29.9836 | 0.60911 | 0.0030456 | 9.1367 | 0.60911 | 0.0030456 | 9.1367 | 1.9989 | 0.0099945 | 29.9836 | 0.60911 | 0.0030456 | 9.1367 | 0.60911 | 0.0030456 | 9.1367
MD | INSIG | INDUSTRIAL | FMC CORPORATION | MD0000299 | 001 | 1.0477 | 4.773% |  | 0 |  |  |  | 0 | 0 | 0 | 0 | 0 | 0 |  |  |  | 0 | 0 | 0 | 0 | 0 | 0 |  |  |  | 0 | 0 | 0 | 0 | 0 | 0
MD | INSIG | INDUSTRIAL | FORESTVILLE ASPHALT D'ARCY ROAD | MD0069124 | 001 | 1.033 | 3.301% |  | 0 |  |  |  | 0 | 0 | 0 | 0 | 0 | 0 |  |  |  | 0 | 0 | 0 | 0 | 0 | 0 |  |  |  | 0 | 0 | 0 | 0 | 0 | 0
MD | INSIG | INDUSTRIAL | FORMER CARRLOWREY GLASS COMPANY PROPERTY | MD0070726 | 001 | 1 | 0% | 0.0026418 | 0.0026418 | 0 | 0 | 0 | 0 | 0 | 0 | 0 | 0 | 0 | 0 | 0 | 0 | 0 | 0 | 0 | 0 | 0 | 0 | 0 | 0 | 0 | 0 | 0 | 0 | 0 | 0 | 0
MD | INSIG | INDUSTRIAL | FORMER CHEVRON FACILITY NO. 144444 | MDG910641 | 001 | 1 | 0% | 0.0028 | 0.0028 | 4.9863 | 0.19945 | 14.959 | 42.7254 | 1.709 | 128.1762 | 16.3516 | 0.91478 | 34.7674 | 4.9966 | 0.19986 | 15.0082 | 42.6087 | 1.7043 | 127.9836 | 16.3069 | 0.91228 | 34.7151 | 4.9966 | 0.19986 | 29.9795 | 42.6087 | 1.7043 | 255.6519 | 16.3069 | 0.91228 | 69.3448
MD | INSIG | INDUSTRIAL | FORMER REDLAND GENSTAR FACILITY | MDG498035 | 001 | 1 | 0% | 0.00016696 | 0.00016696 | 1.9945 | 0.0099727 | 29.918 | 1.0197 | 0.0050987 | 15.296 | 0.29441 | 0.0026383 | 5.5276 | 2 | 0.01 | 30 | 1.017 | 0.0050848 | 15.2543 | 0.29361 | 0.0026311 | 5.5125 | 2 | 0.01 | 30 | 1.017 | 0.0050848 | 15.2543 | 0.29361 | 0.0026311 | 5.5125
MD | INSIG | INDUSTRIAL | FORT WASHINGTON MARINA | MDG999119 | 001 | 1 | 0% | 0.00010005 | 0.00010005 | 1.9945 | 0.0099727 | 29.918 | 0.61078 | 0.0030539 | 9.1617 | 0.61078 | 0.0030539 | 9.1617 | 1.9989 | 0.0099945 | 29.9836 | 0.60911 | 0.0030456 | 9.1367 | 0.60911 | 0.0030456 | 9.1367 | 1.9989 | 0.0099945 | 29.9836 | 0.60911 | 0.0030456 | 9.1367 | 0.60911 | 0.0030456 | 9.1367
MD | INSIG | INDUSTRIAL | FOUNTAIN GREEN SWIM CLUB,INC. | MDG766887 | 001 | 1 | 0% | 0.0016593 | 0.0016593 | 1.9945 | 0.19945 | 14.959 | 1.2155 | 0.12155 | 9.1159 | 0.91555 | 0.08535 | 3.3332 | 0.23986 | 0.023986 | 3.5979 | 1.2121 | 0.12121 | 18.182 | 0.91305 | 0.085117 | 6.6483 | 0.23986 | 0.023986 | 3.5979 | 1.2121 | 0.12121 | 18.182 | 0.91305 | 0.085117 | 6.6483
MD | INSIG | INDUSTRIAL | FOUNTAIN HEAD COUNTRY CLUB | MDG766301 | 001 | 1 | 0% | 0.0016593 | 0.0016593 | 1.9945 | 0.19945 | 14.959 | 1.2155 | 0.12155 | 9.1159 | 1.0363 | 0.089667 | 5.9305 | 0.23986 | 0.023986 | 3.5979 | 1.2121 | 0.12121 | 18.182 | 1.0335 | 0.089422 | 11.8285 | 0.23986 | 0.023986 | 3.5979 | 1.2121 | 0.12121 | 18.182 | 1.0335 | 0.089422 | 11.8285
MD | INSIG | INDUSTRIAL | FOX VALLEY ESTATES | MDG766664 | 001 | 1 | 0% | 0.0066393 | 0.0066393 | 1.9945 | 0.19945 | 14.959 | 1.2155 | 0.12155 | 9.1159 | 0.85875 | 0.091707 | 3.5639 | 0.059946 | 0.0059946 | 0.89919 | 1.2121 | 0.12121 | 18.182 | 0.8564 | 0.091456 | 7.1083 | 0.059946 | 0.0059946 | 0.89919 | 1.2121 | 0.12121 | 18.182 | 0.8564 | 0.091456 | 7.1083
MD | INSIG | INDUSTRIAL | FRANKLIN COAL YARD, LLC | MDG852281 | 001 | 1 | 0% | 5e-05 | 5e-05 | 11.1694 | 5.9836 | 14.959 | 1.709 | 0.91554 | 2.2889 | 1.1977 | 0.65441 | 0.89874 | 7.9945 | 1.9986 | 15.0082 | 1.2174 | 0.30435 | 2.2854 | 0.85318 | 0.21754 | 0.89739 | 7.9945 | 1.9986 | 29.9795 | 1.2174 | 0.30435 | 4.5652 | 0.85318 | 0.21754 | 1.7926
MD | INSIG | INDUSTRIAL | FREDERICK ASPHALT CO., L.C. AT ESSROC | MDG490674 | 001 | 1 | 0% | 0.00016696 | 0.00016696 | 1.9945 | 0.0099727 | 29.918 | 1.0197 | 0.0050987 | 15.296 | 0.84674 | 0.003266 | 8.3623 | 2 | 0.01 | 30 | 1.017 | 0.0050848 | 15.2543 | 0.84442 | 0.0032571 | 8.3395 | 2 | 0.01 | 30 | 1.017 | 0.0050848 | 15.2543 | 0.84442 | 0.0032571 | 8.3395
MD | INSIG | INDUSTRIAL | FREDERICK DOUGLAS-ISSAC MYERS MARITIME PARK | MD0070505 | 001 | 1 | 0% | 0.00021181 | 0.00021181 | 0 | 0 | 1992.541 | 0 | 0 | 91.5255 | 0 | 0 | 54.8269 | 1.8918 | 0.0094588 | 141.4959 | 1.2203 | 0.0061017 | 91.2754 | 1.2176 | 0.0060524 | 54.6771 | 9.4331 | 0.047165 | 141.4959 | 6.085 | 0.030425 | 91.2754 | 6.0715 | 0.030179 | 54.6771
MD | INSIG | INDUSTRIAL | FRESH FROM THE SEA | MDG523127 | 001 | 1 | 0% | 0.00099955 | 0.00099955 | 7.9781 | 0.0099727 | 29.918 | 24.4068 | 0.030509 | 91.5255 | 23.5269 | 0.027475 | 39.7992 | 7.9956 | 0.0099945 | 29.9836 | 24.3401 | 0.030425 | 91.2754 | 23.4627 | 0.0274 | 39.6904 | 7.9956 | 0.0099945 | 29.9836 | 24.3401 | 0.030425 | 91.2754 | 23.4627 | 0.0274 | 39.6904
MD | INSIG | INDUSTRIAL | FRIENDLY OIL COMPANY | MDG914148 | 001 | 1 | 0% | 0.0019 | 0.0019 | 4.9863 | 0.19945 | 14.959 | 28.9922 | 1.1597 | 86.9767 | 22.7481 | 0.58716 | 27.3299 | 4.9966 | 0.19986 | 15.0082 | 28.913 | 1.1565 | 86.846 | 22.6859 | 0.58555 | 27.2889 | 4.9966 | 0.19986 | 29.9795 | 28.913 | 1.1565 | 173.4781 | 22.6859 | 0.58555 | 54.5105
MD | INSIG | INDUSTRIAL | FROSTBURG W.T.P | MD0063487 | 001 | 1 | 0% | 0.029986 | 0.029986 | 12.19 | 2.0317 | 0.59065 | 2257.3858 | 376.231 | 109.3787 | 1268.9141 | 197.2489 | 61.5307 | 6.1797 | 1.0299 | 7.7363 | 564.3464 | 94.0577 | 706.5064 | 317.2285 | 49.3122 | 397.4435
MD | INSIG | INDUSTRIAL | G & S COAL COMPANY - PEE WEE HILL MINE | MDG859609 | 001 | 1 | 0% | 0.00099955 | 0.00099955 | 5.0077 | 0.0099727 | 29.918 | 15.3196 | 0.030509 | 91.5255 | 12.302 | 0.017495 | 7.3986 | 5.0187 | 0.0099945 | 29.9836 | 15.2778 | 0.030425 | 91.2754 | 12.2683 | 0.017447 | 7.3784 | 5.0187 | 0.0099945 | 29.9836 | 15.2778 | 0.030425 | 91.2754 | 12.2683 | 0.017447 | 7.3784
MD | INSIG | INDUSTRIAL | G & S COAL COMPANY, INC. | MDG852905 | 001 | 1 | 0% | 1.1e-05 | 1.1e-05 | 11.1694 | 5.9836 | 14.959 | 0.37598 | 0.20142 | 0.50355 | 0.23805 | 0.062125 | 0.018749 | 7.9945 | 1.9986 | 15.0082 | 0.26783 | 0.066956 | 0.50279 | 0.16957 | 0.020652 | 0.01872 | 7.9945 | 1.9986 | 29.9795 | 0.26783 | 0.066956 | 1.0043 | 0.16957 | 0.020652 | 0.037395
MD | INSIG | INDUSTRIAL | G & S COAL COMPANY, INC. - HAMPSHIRE HILL MINE | MDG853905 | 001 | 1 | 0% | 0.00099955 | 0.00099955 | 5.0077 | 0.0099727 | 29.918 | 15.3196 | 0.030509 | 91.5255 | 11.873 | 0.021807 | 35.9384 | 5.0187 | 0.0099945 | 29.9836 | 15.2778 | 0.030425 | 91.2754 | 11.8405 | 0.021747 | 35.8402 | 5.0187 | 0.0099945 | 29.9836 | 15.2778 | 0.030425 | 91.2754 | 11.8405 | 0.021747 | 35.8402
MD | INSIG | INDUSTRIAL | G & S COAL COMPANY,INC. | MD0068829 | 001 | 1.0523 | 5.227% |  | 1.9986e-06 | 8 | 2 | 30 | 0.048696 | 0.012174 | 0.18261 | 0.027373 | 0.0063825 | 0.10273 | 8 | 2 | 30 | 0.048696 | 0.012174 | 0.18261 | 0.027373 | 0.0063825 | 0.10273 | 8 | 2 | 30 | 0.048696 | 0.012174 | 0.18261 | 0.027373 | 0.0063825 | 0.10273
MD | INSIG | INDUSTRIAL | G & S COAL- WILDMAN MINE | MDG859611 | 001 | 1 | 0% | 0.00099955 | 0.00099955 | 5.0077 | 0.0099727 | 29.918 | 15.3196 | 0.030509 | 91.5255 | 11.6325 | 0.016526 | 58.1463 | 5.0187 | 0.0099945 | 29.9836 | 15.2778 | 0.030425 | 91.2754 | 11.6007 | 0.016481 | 57.9874 | 5.0187 | 0.0099945 | 29.9836 | 15.2778 | 0.030425 | 91.2754 | 11.6007 | 0.016481 | 57.9874
MD | INSIG | INDUSTRIAL | G. W. HALL & SON SEAFOOD | MDG522610 | 001 | 1 | 0% | 0.00099955 | 0.00099955 | 7.9781 | 0.0099727 | 29.918 | 24.4068 | 0.030509 | 91.5255 | 24.4068 | 0.030509 | 91.5255 | 7.9956 | 0.0099945 | 29.9836 | 24.3401 | 0.030425 | 91.2754 | 24.3401 | 0.030425 | 91.2754 | 7.9956 | 0.0099945 | 29.9836 | 24.3401 | 0.030425 | 91.2754 | 24.3401 | 0.030425 | 91.2754
MD | INSIG | INDUSTRIAL | GABLER'S SHORE MARINA | MDG999132 | 001 | 1 | 0% | 0.00010005 | 0.00010005 | 1.9945 | 0.0099727 | 29.918 | 0.61078 | 0.0030539 | 9.1617 | 0.61078 | 0.0030539 | 9.1617 | 1.9989 | 0.0099945 | 29.9836 | 0.60911 | 0.0030456 | 9.1367 | 0.60911 | 0.0030456 | 9.1367 | 1.9989 | 0.0099945 | 29.9836 | 0.60911 | 0.0030456 | 9.1367 | 0.60911 | 0.0030456 | 9.1367
MD | INSIG | INDUSTRIAL | GAF MATERIALS CORP. | MD0001988 | 001 | 1 | 0% | 0.03313 | 0.03313 | 0 | 0 | 10.7495 | 0 | 0 | 1154.8216 | 0 | 0 | 691.7769 | 1.1829 | 0.012058 | 11.428 | 119.3561 | 1.2167 | 1153.0866 | 119.0908 | 1.2068 | 690.7376 | 5.8944 | 0.060085 | 22.8279 | 594.7424 | 6.0625 | 2303.3326 | 593.4205 | 6.0136 | 1379.7736
MD | INSIG | INDUSTRIAL | GALESVILLE HARBOR YACHT YARD | MD0070548 | 001 | 1 | 0% | 0.0096521 | 0.0096521 | 0 | 0 | 3737.1944 | 0 | 0 | 2174.4173 | 0 | 0 | 2174.4173 | 11.0537 | 5.9216 | 73.8585 | 324.9354 | 174.0725 | 2171.1505 | 324.9354 | 174.0725 | 2171.1505 | 39.3427 | 9.8357 | 147.5352 | 1156.5207 | 289.1302 | 4336.9525 | 1156.5207 | 289.1302 | 4336.9525
MD | INSIG | INDUSTRIAL | GALESVILLE HARBOR YACHT YARD | MDG999295 | 001 | 1 | 0% | 0.00010005 | 0.00010005 | 1.9945 | 0.0099727 | 29.918 | 0.61078 | 0.0030539 | 9.1617 | 0.57373 | 0.0026222 | 4.6003 | 1.9989 | 0.0099945 | 29.9836 | 0.60911 | 0.0030456 | 9.1367 | 0.57216 | 0.002615 | 4.5877 | 1.9989 | 0.0099945 | 29.9836 | 0.60911 | 0.0030456 | 9.1367 | 0.57216 | 0.002615 | 4.5877
MD | INSIG | INDUSTRIAL | GALLOWAY CREEK MARINA | MDG999124 | 001 | 1 | 0% | 0.00010005 | 0.00010005 | 1.9945 | 0.0099727 | 29.918 | 0.61078 | 0.0030539 | 9.1617 | 0.61078 | 0.0030539 | 9.1617 | 1.9989 | 0.0099945 | 29.9836 | 0.60911 | 0.0030456 | 9.1367 | 0.60911 | 0.0030456 | 9.1367 | 1.9989 | 0.0099945 | 29.9836 | 0.60911 | 0.0030456 | 9.1367 | 0.60911 | 0.0030456 | 9.1367
MD | INSIG | INDUSTRIAL | GARRETT PARK SWIM POOL ASSOC. | MDG766248 | 001 | 1 | 0% | 0.00059931 | 0.00059931 | 1.9945 | 0.19945 | 14.959 | 1.2155 | 0.12155 | 9.1159 | 0.89044 | 0.082396 | 3.5962 | 0.6641 | 0.06641 | 9.9615 | 1.2121 | 0.12121 | 18.182 | 0.888 | 0.082171 | 7.1728 | 0.6641 | 0.06641 | 9.9615 | 1.2121 | 0.12121 | 18.182 | 0.888 | 0.082171 | 7.1728
MD | INSIG | INDUSTRIAL | GATEWAY MARINA & SHIP'S STORE | MDG999206 | 001 | 1 | 0% | 0.00010005 | 0.00010005 | 1.9945 | 0.0099727 | 29.918 | 0.61078 | 0.0030539 | 9.1617 | 0.61078 | 0.0030539 | 9.1617 | 1.9989 | 0.0099945 | 29.9836 | 0.60911 | 0.0030456 | 9.1367 | 0.60911 | 0.0030456 | 9.1367 | 1.9989 | 0.0099945 | 29.9836 | 0.60911 | 0.0030456 | 9.1367 | 0.60911 | 0.0030456 | 9.1367
MD | INSIG | INDUSTRIAL | GENERAL ELECTRIC COMPANY | MD0067938 | 001 | 1.0923 | 9.231% |  | 0.005796 | 0 | 2 | 30 | 0 | 35.3043 | 529.5647 | 0 | 26.3893 | 195.1078 | 0 | 2 | 30 | 0 | 35.3043 | 529.5647 | 0 | 26.3893 | 195.1078 | 0 | 2 | 30 | 0 | 35.3043 | 529.5647 | 0 | 26.3893 | 195.1078
MD | INSIG | INDUSTRIAL | GENERATION III MARINA | MDG999234 | 001 | 1 | 0% | 0.00010005 | 0.00010005 | 1.9945 | 0.0099727 | 29.918 | 0.61078 | 0.0030539 | 9.1617 | 0.60294 | 0.0029847 | 3.1808 | 1.9989 | 0.0099945 | 29.9836 | 0.60911 | 0.0030456 | 9.1367 | 0.60129 | 0.0029766 | 3.1721 | 1.9989 | 0.0099945 | 29.9836 | 0.60911 | 0.0030456 | 9.1367 | 0.60129 | 0.0029766 | 3.1721
MD | INSIG | INDUSTRIAL | GENOVIQUE SPECIALTIES CORPORATION | MD0000345 | 001 | 1 | 0% | 0.10205 | 0.10205 | 0 | 0 | 8.8392 | 0 | 0 | 3247.8269 | 0 | 0 | 1413.7859 | 0 | 0 | 9.2261 | 0 | 0 | 2867.4372 | 0 | 0 | 1248.2014 | 0 | 0.20843 | 20.843 | 0 | 64.7791 | 6477.9061 | 0 | 55.6045 | 2819.8461
MD | INSIG | INDUSTRIAL | GEORGE CREEK, INC. - DEEP MINE | MD0068691 | 001 | 1 | 0% | 0.0048112 | 0.0048112 | 0 | 0 | 2.5953 | 0 | 0 | 45.7772 | 0 | 0 | 31.5634 | 0.46686 | 0.2501 | 3.1195 | 6.8407 | 3.6647 | 45.7084 | 5.0445 | 2.0476 | 31.516 | 1.6617 | 0.41542 | 6.2312 | 24.3478 | 6.087 | 91.3043 | 17.9545 | 3.401 | 62.9544
MD | INSIG | INDUSTRIAL | GEORGETOWN YACHT BASIN, INC. | MD0070033 | 001 | 1 | 0% | 0.009524 | 0.009524 | 0 | 0 | 23692.5903 | 0 | 0 | 2174.4173 | 0 | 0 | 1024.9733 | 11.2024 | 6.0013 | 74.8521 | 324.9354 | 174.0725 | 2171.1505 | 317.0773 | 155.8486 | 1023.4335 | 39.8719 | 9.968 | 149.5197 | 1156.5207 | 289.1302 | 4336.9525 | 1128.5518 | 258.8607 | 2044.3457
MD | INSIG | INDUSTRIAL | GEORGETOWN YACHT BASIN,INC. | MDG766024 | 001 | 1 | 0% | 0.00035931 | 0.00035931 | 1.9945 | 0.19945 | 14.959 | 1.2155 | 0.12155 | 9.1159 | 1.2155 | 0.12155 | 9.1159 | 1.1077 | 0.11077 | 15.0229 | 1.2121 | 0.12121 | 16.4395 | 1.2121 | 0.12121 | 16.4395 | 1.1077 | 0.11077 | 16.6152 | 1.2121 | 0.12121 | 18.182 | 1.2121 | 0.12121 | 18.182
MD | INSIG | INDUSTRIAL | GERMANTOWN CAMPUS POOL ( PEB ) | MDG766147 | 001 | 1 | 0% | 0.0093393 | 0.0093393 | 1.9945 | 0.19945 | 14.959 | 1.2155 | 0.12155 | 9.1159 | 0.70811 | 0.022583 | 0.65508 | 0.042616 | 0.0042616 | 0.63923 | 1.2121 | 0.12121 | 18.182 | 0.70617 | 0.022521 | 1.3066 | 0.042616 | 0.0042616 | 0.63923 | 1.2121 | 0.12121 | 18.182 | 0.70617 | 0.022521 | 1.3066
MD | INSIG | INDUSTRIAL | GIBSON'S TEXACO | MDG916149 | 001 | 1 | 0% | 0.0068219 | 0.0068219 | 4.9863 | 0.19945 | 14.959 | 53.4433 | 2.1377 | 160.33 | 42.1486 | 1.1094 | 36.8049 | 2.5653 | 0.10261 | 15.0242 | 53.2973 | 2.1319 | 312.1515 | 42.0334 | 1.1064 | 71.6566 | 2.5653 | 0.10261 | 15.3916 | 53.2973 | 2.1319 | 319.7838 | 42.0334 | 1.1064 | 73.4086
MD | INSIG | INDUSTRIAL | GLEN OBAN ASSOCIATION | MDG766680 | 001 | 1 | 0% | 0.014159 | 0.014159 | 1.9945 | 0.19945 | 14.959 | 1.2155 | 0.12155 | 9.1159 | 1.1814 | 0.10489 | 4.5485 | 0.028109 | 0.0028109 | 0.42163 | 1.2121 | 0.12121 | 18.182 | 1.1782 | 0.1046 | 9.0722 | 0.028109 | 0.0028109 | 0.42163 | 1.2121 | 0.12121 | 18.182 | 1.1782 | 0.1046 | 9.0722
MD | INSIG | INDUSTRIAL | GLOBAL EXCHANGE SERVICES | MD0068195 | 001 | 1 | 0% | 0.65813 | 0.65813 | 0 | 0 | 0 | 0 | 0 | 0 | 0 | 0 | 0 | 0 | 0 | 0 | 0 | 0 | 0 | 0 | 0 | 0 | 0 | 0 | 40.8887 | 0 | 0 | 81956.0196 | 0 | 0 | 43623.2952
MD | INSIG | INDUSTRIAL | GLYNDON TRACE CONDOMINIUMS | MDG767021 | 001 | 1 | 0% | 5e-05 | 5e-05 | 1.9945 | 0.19945 | 14.959 | 0.30518 | 0.030518 | 2.2889 | 0 | 0 | 0 | 1.9986 | 0.19986 | 15.0082 | 0.30435 | 0.030435 | 2.2854 | 0 | 0 | 0 | 1.9986 | 0.19986 | 29.9795 | 0.30435 | 0.030435 | 4.5652 | 0 | 0 | 0
MD | INSIG | INDUSTRIAL | GOOSE BAY MARINA, INC. | MDG999161 | 001 | 1 | 0% | 0.00010005 | 0.00010005 | 1.9945 | 0.0099727 | 29.918 | 0.61078 | 0.0030539 | 9.1617 | 0.53214 | 0.0020377 | 2.4741 | 1.9989 | 0.0099945 | 29.9836 | 0.60911 | 0.0030456 | 9.1367 | 0.53068 | 0.0020322 | 2.4674 | 1.9989 | 0.0099945 | 29.9836 | 0.60911 | 0.0030456 | 9.1367 | 0.53068 | 0.0020322 | 2.4674
MD | INSIG | INDUSTRIAL | GOOSE CREEK MARINA & CAMPGROUND | MDG999284 | 001 | 1 | 0% | 0.00010005 | 0.00010005 | 1.9945 | 0.0099727 | 29.918 | 0.61078 | 0.0030539 | 9.1617 | 0.60056 | 0.0028641 | 3.7771 | 1.9989 | 0.0099945 | 29.9836 | 0.60911 | 0.0030456 | 9.1367 | 0.59892 | 0.0028562 | 3.7668 | 1.9989 | 0.0099945 | 29.9836 | 0.60911 | 0.0030456 | 9.1367 | 0.59892 | 0.0028562 | 3.7668
MD | INSIG | INDUSTRIAL | GOOSE HARBOR MARINA | MDG999257 | 001 | 1 | 0% | 0.00010005 | 0.00010005 | 1.9945 | 0.0099727 | 29.918 | 0.61078 | 0.0030539 | 9.1617 | 0.61078 | 0.0030539 | 9.1617 | 1.9989 | 0.0099945 | 29.9836 | 0.60911 | 0.0030456 | 9.1367 | 0.60911 | 0.0030456 | 9.1367 | 1.9989 | 0.0099945 | 29.9836 | 0.60911 | 0.0030456 | 9.1367 | 0.60911 | 0.0030456 | 9.1367
MD | INSIG | INDUSTRIAL | GRAY and SON, INC. | MD0063568 | 001 | 1 | 0% | 0.00087498 | 0.00087498 | 0 | 0 | 14.9488 | 0 | 0 | 40.0322 | 0 | 0 | 2.5113 | 0 | 0 | 15 | 0 | 0 | 39.972 | 0 | 0 | 2.5076 | 0 | 0 | 29.963 | 0 | 0 | 79.8456 | 0 | 0 | 5.009
MD | INSIG | INDUSTRIAL | GREENE TREE H.O.A.,INC. | MDG766497 | 001 | 1 | 0% | 0.0094193 | 0.0094193 | 1.9945 | 0.19945 | 14.959 | 1.2155 | 0.12155 | 9.1159 | 0.88822 | 0.053652 | 1.6765 | 0.042254 | 0.0042254 | 0.6338 | 1.2121 | 0.12121 | 18.182 | 0.8858 | 0.053505 | 3.3439 | 0.042254 | 0.0042254 | 0.6338 | 1.2121 | 0.12121 | 18.182 | 0.8858 | 0.053505 | 3.3439
MD | INSIG | INDUSTRIAL | GREGG NECK BOAT YARD, INC. | MDG999225 | 001 | 1 | 0% | 0.00010005 | 0.00010005 | 1.9945 | 0.0099727 | 29.918 | 0.61078 | 0.0030539 | 9.1617 | 0.59637 | 0.0027383 | 4.5687 | 1.9989 | 0.0099945 | 29.9836 | 0.60911 | 0.0030456 | 9.1367 | 0.59474 | 0.0027308 | 4.5562 | 1.9989 | 0.0099945 | 29.9836 | 0.60911 | 0.0030456 | 9.1367 | 0.59474 | 0.0027308 | 4.5562
MD | INSIG | INDUSTRIAL | GRIFFITH ENERGY SERVICES,INC. | MDG344184 | 001 | 1 | 0% | 0.0002 | 0.0002 | 11.1694 | 5.9836 | 14.959 | 6.8361 | 3.6622 | 9.1554 | 5.5077 | 2.8025 | 4.9537 | 7.9945 | 1.9986 | 15.0082 | 4.8696 | 1.2174 | 9.1417 | 3.9233 | 0.93162 | 4.9462 | 7.9945 | 1.9986 | 29.9795 | 4.8696 | 1.2174 | 18.2609 | 3.9233 | 0.93162 | 9.8802
MD | INSIG | INDUSTRIAL | GST AUTOLEATHER | MD0053431 | 001 | 1.1308 | 13.08% |  | 0.42 | 22 | 0.01 | 30 | 28140.9744 | 12.7914 | 38374.056 | 27152.3361 | 9.119 | 22349.9274 | 22 | 0.01 | 30 | 28140.9744 | 12.7914 | 38374.056 | 27152.3361 | 9.119 | 22349.9274 | 22 | 0.01 | 30 | 28140.9744 | 12.7914 | 38374.056 | 27152.3361 | 9.119 | 22349.9274
MD | INSIG | INDUSTRIAL | GTS - WELCO | MD0066869 | 001 | 1 | 0% | 2.2e-05 | 2.2e-05 | 1.8948 | 0.40888 | 14.959 | 0.12757 | 0.027527 | 1.0071 | 0.10168 | 0.023986 | 0.24402 | 1.8987 | 0.40972 | 15.0082 | 0.12722 | 0.027452 | 1.0056 | 0.10141 | 0.023921 | 0.24365 | 1.8987 | 0.40972 | 29.9795 | 0.12722 | 0.027452 | 2.0087 | 0.10141 | 0.023921 | 0.48671
MD | INSIG | INDUSTRIAL | GUNPOWDER COVE MARINA | MDG999285 | 001 | 1 | 0% | 0.00010005 | 0.00010005 | 1.9945 | 0.0099727 | 29.918 | 0.61078 | 0.0030539 | 9.1617 | 0.57476 | 0.0025134 | 3.4438 | 1.9989 | 0.0099945 | 29.9836 | 0.60911 | 0.0030456 | 9.1367 | 0.57319 | 0.0025066 | 3.4344 | 1.9989 | 0.0099945 | 29.9836 | 0.60911 | 0.0030456 | 9.1367 | 0.57319 | 0.0025066 | 3.4344
MD | INSIG | INDUSTRIAL | H & H STORAGE LTD. | MD0020028 | 001 | 1 | 0% | 0.00086116 | 0.00086116 | 0 | 0 | 12813.4941 | 0 | 0 | 196.1919 | 0 | 0 | 91.6067 | 11.1785 | 5.9885 | 74.6923 | 29.3181 | 15.7061 | 195.8972 | 25.3003 | 7.0325 | 91.4691 | 39.7868 | 9.9467 | 149.2006 | 104.3498 | 26.0875 | 391.3118 | 90.0497 | 11.6808 | 182.7128
MD | INSIG | INDUSTRIAL | H. GASS SEAFOOD | MDG522367 | 001 | 1 | 0% | 0.00099955 | 0.00099955 | 7.9781 | 0.0099727 | 29.918 | 24.4068 | 0.030509 | 91.5255 | 23.5269 | 0.027475 | 39.7992 | 7.9956 | 0.0099945 | 29.9836 | 24.3401 | 0.030425 | 91.2754 | 23.4627 | 0.0274 | 39.6904 | 7.9956 | 0.0099945 | 29.9836 | 24.3401 | 0.030425 | 91.2754 | 23.4627 | 0.0274 | 39.6904
MD | INSIG | INDUSTRIAL | HACKS POINT MARINA | MDG999286 | 001 | 1 | 0% | 0.00010005 | 0.00010005 | 1.9945 | 0.0099727 | 29.918 | 0.61078 | 0.0030539 | 9.1617 | 0.59765 | 0.0027646 | 5.4978 | 1.9989 | 0.0099945 | 29.9836 | 0.60911 | 0.0030456 | 9.1367 | 0.59602 | 0.002757 | 5.4828 | 1.9989 | 0.0099945 | 29.9836 | 0.60911 | 0.0030456 | 9.1367 | 0.59602 | 0.002757 | 5.4828
MD | INSIG | INDUSTRIAL | HAGERSTOWN BLOCK COMPANY - READY-MIX | MDG493050 | 001 | 1 | 0% | 0.00099955 | 0.00099955 | 1.9945 | 0.0099727 | 29.918 | 6.1017 | 0.030509 | 91.5255 | 5.5187 | 0.02175 | 53.3065 | 1.9989 | 0.0099945 | 29.9836 | 6.085 | 0.030425 | 91.2754 | 5.5036 | 0.02169 | 53.1609 | 1.9989 | 0.0099945 | 29.9836 | 6.085 | 0.030425 | 91.2754 | 5.5036 | 0.02169 | 53.1609
MD | INSIG | INDUSTRIAL | HALLOWELL HOME OWNERS ASSOC. | MDG766638 | 001 | 1 | 0% | 0.00023931 | 0.00023931 | 1.9945 | 0.19945 | 14.959 | 1.2155 | 0.12155 | 9.1159 | 0.80988 | 0.11666 | 6.4722 | 1.6631 | 0.16631 | 15.0137 | 1.2121 | 0.12121 | 10.9425 | 0.80767 | 0.11634 | 7.769 | 1.6631 | 0.16631 | 24.9468 | 1.2121 | 0.12121 | 18.182 | 0.80767 | 0.11634 | 12.909
MD | INSIG | INDUSTRIAL | HAMMAKER EAST LIMITED | MD0052809 | 001 | 1 | 0% | 0.0016039 | 0.0016039 | 0 | 0 | 60.0492 | 0 | 0 | 183.887 | 0 | 0 | 183.887 | 3.8907 | 0 | 37.5873 | 19.0056 | 0 | 183.6108 | 19.0056 | 0 | 183.6108 | 19.3869 | 0 | 75.0819 | 94.7033 | 0 | 366.7692 | 94.7033 | 0 | 366.7692
MD | INSIG | INDUSTRIAL | HAMPTON POOL ASSO. | MDG766674 | 001 | 1 | 0% | 5e-05 | 5e-05 | 1.9945 | 0.19945 | 14.959 | 0.30518 | 0.030518 | 2.2889 | 0.2534 | 0.023987 | 1.1156 | 1.9986 | 0.19986 | 15.0082 | 0.30435 | 0.030435 | 2.2854 | 0.25271 | 0.023921 | 1.114 | 1.9986 | 0.19986 | 29.9795 | 0.30435 | 0.030435 | 4.5652 | 0.25271 | 0.023921 | 2.2252
MD | INSIG | INDUSTRIAL | HAMPTON POOL ASSOCIATION | MDG766687 | 001 | 1 | 0% | 0.0011593 | 0.0011593 | 1.9945 | 0.19945 | 14.959 | 1.2155 | 0.12155 | 9.1159 | 0.22898 | 0.074704 | 0.92675 | 0.34331 | 0.034331 | 5.1496 | 1.2121 | 0.12121 | 18.182 | 0.22835 | 0.0745 | 1.8484 | 0.34331 | 0.034331 | 5.1496 | 1.2121 | 0.12121 | 18.182 | 0.22835 | 0.0745 | 1.8484
MD | INSIG | INDUSTRIAL | HAND BROTHERS MARINA | MDG999270 | 001 | 1 | 0% | 0.00010005 | 0.00010005 | 1.9945 | 0.0099727 | 29.918 | 0.61078 | 0.0030539 | 9.1617 | 0.61078 | 0.0030539 | 9.1617 | 1.9989 | 0.0099945 | 29.9836 | 0.60911 | 0.0030456 | 9.1367 | 0.60911 | 0.0030456 | 9.1367 | 1.9989 | 0.0099945 | 29.9836 | 0.60911 | 0.0030456 | 9.1367 | 0.60911 | 0.0030456 | 9.1367
MD | INSIG | INDUSTRIAL | HARBOR HILLS YACHT CLUB | MDG766538 | 001 | 1 | 0% | 0.013099 | 0.013099 | 1.9945 | 0.19945 | 14.959 | 1.2155 | 0.12155 | 9.1159 | 1.0726 | 0.087613 | 3.3363 | 0.030383 | 0.0030383 | 0.45575 | 1.2121 | 0.12121 | 18.182 | 1.0697 | 0.087374 | 6.6544 | 0.030383 | 0.0030383 | 0.45575 | 1.2121 | 0.12121 | 18.182 | 1.0697 | 0.087374 | 6.6544
MD | INSIG | INDUSTRIAL | HARBOR ISLAND MARINA, INC. | MDG999129 | 001 | 1 | 0% | 0.00010005 | 0.00010005 | 1.9945 | 0.0099727 | 29.918 | 0.61078 | 0.0030539 | 9.1617 | 0.61078 | 0.0030539 | 9.1617 | 1.9989 | 0.0099945 | 29.9836 | 0.60911 | 0.0030456 | 9.1367 | 0.60911 | 0.0030456 | 9.1367 | 1.9989 | 0.0099945 | 29.9836 | 0.60911 | 0.0030456 | 9.1367 | 0.60911 | 0.0030456 | 9.1367
MD | INSIG | INDUSTRIAL | HARBOUR NORTH MARINA | MDG999183 | 001 | 1 | 0% | 0.00010005 | 0.00010005 | 1.9945 | 0.0099727 | 29.918 | 0.61078 | 0.0030539 | 9.1617 | 0.61078 | 0.0030539 | 9.1617 | 1.9989 | 0.0099945 | 29.9836 | 0.60911 | 0.0030456 | 9.1367 | 0.60911 | 0.0030456 | 9.1367 | 1.9989 | 0.0099945 | 29.9836 | 0.60911 | 0.0030456 | 9.1367 | 0.60911 | 0.0030456 | 9.1367
MD | INSIG | INDUSTRIAL | HARFORD CO.WASTE DISPOSAL CTR. | MD0067890 | 001 | 1 | 0% | 0.021968 | 0.021968 | 0.96643 | 0.17055 | 13.9507 | 85.2329 | 15.0411 | 1230.3616 | 75.7447 | 12.3554 | 646.6442 | 6.5941 | 1.2323 | 15.8295 | 441.1876 | 82.449 | 1059.0916 | 392.0745 | 67.7272 | 556.6294 | 7.4602 | 1.865 | 27.9756 | 499.13 | 124.7825 | 1871.7374 | 443.5668 | 102.5018 | 983.7337
MD | INSIG | INDUSTRIAL | HARFORD COUNTY MAINT FACILITY | MD0068071 | 001 | 1 | 0% | 1.9607e-05 | 1.9607e-05 | 0 | 0 | 62.2866 | 0 | 0 | 2.2889 | 0 | 0 | 0.81776 | 5.728 | 3.0686 | 38.2734 | 0.34204 | 0.18323 | 2.2854 | 0.31688 | 0.14922 | 0.81653 | 20.3874 | 5.0968 | 76.4526 | 1.2174 | 0.30435 | 4.5652 | 1.1278 | 0.24785 | 1.6311
MD | INSIG | INDUSTRIAL | HARFORD COUNTY RRF - JOPPA WASTE ENERGY PLANT | MD0069647 | 001 | 1 | 0% | 0.0082897 | 0.0082897 | 0 | 0 | 13.2191 | 0 | 0 | 343.329 | 0 | 0 | 129.053 | 2.0322 | 1.0887 | 13.5785 | 51.3056 | 27.4851 | 342.8132 | 44.3092 | 22.6209 | 128.8591 | 7.2329 | 1.8082 | 27.1235 | 182.6085 | 45.6521 | 684.782 | 157.7067 | 37.5728 | 257.4007
MD | INSIG | INDUSTRIAL | HARFORD SANDS | MD0055573 | 001 | 1 | 0% | 0.063958 | 0.063958 | 0.71769 | 0 | 0.63785 | 173.7335 | 0 | 154.4063 | 150.042 | 0 | 58.0393 | 0.037927 | 0 | 0.7915 | 7.3877 | 0 | 154.1743 | 6.3803 | 0 | 57.9521 | 0.037927 | 0 | 1.581 | 7.3877 | 0 | 307.9689 | 6.3803 | 0 | 115.7615
MD | INSIG | INDUSTRIAL | HARFORD TOWN H.O.A. | MDG766725 | 001 | 1 | 0% | 0.011719 | 0.011719 | 1.9945 | 0.19945 | 14.959 | 1.2155 | 0.12155 | 9.1159 | 0.62848 | 0.072807 | 3.7036 | 0.033961 | 0.0033961 | 0.50942 | 1.2121 | 0.12121 | 18.182 | 0.62676 | 0.072608 | 7.3871 | 0.033961 | 0.0033961 | 0.50942 | 1.2121 | 0.12121 | 18.182 | 0.62676 | 0.072608 | 7.3871
MD | INSIG | INDUSTRIAL | HARKINS READY MIX | MDG499796 | 001 | 1 | 0% | 0.00099955 | 0.00099955 | 1.9945 | 0.0099727 | 29.918 | 6.1017 | 0.030509 | 91.5255 | 1.8107 | 0.022018 | 7.8796 | 1.9989 | 0.0099945 | 29.9836 | 6.085 | 0.030425 | 91.2754 | 1.8058 | 0.021958 | 7.8581 | 1.9989 | 0.0099945 | 29.9836 | 6.085 | 0.030425 | 91.2754 | 1.8058 | 0.021958 | 7.8581
MD | INSIG | INDUSTRIAL | HART MILLER DMCF | MDDRG2294 | 003 | 1 | 0% | 0.12016 | 0.12016 | 2.2921 | 0.069856 | 0.27287 | 842.3014 | 25.6701 | 100.274 | 842.3014 | 25.6701 | 100.274 | 0 | 0 | 0 | 0 | 0 | 0 | 0 | 0 | 0 | 0 | 0 | 0 | 0 | 0 | 0 | 0 | 0 | 0
MD | INSIG | INDUSTRIAL | HART MILLER DMCF | MDDRG2294 | 007 | 1 | 0% | 0.50068 | 0.50068 | 7.1777 | 0.069747 | 0.06549 | 10990.0274 | 106.7918 | 100.274 | 10990.0274 | 106.7918 | 100.274 | 0 | 0 | 0 | 0 | 0 | 0 | 0 | 0 | 0 | 0 | 0 | 0 | 0 | 0 | 0 | 0 | 0 | 0
MD | INSIG | INDUSTRIAL | HART MILLER DMCF | MDDRG2294 | 008 | 1 | 0% | 0.50068 | 0.50068 | 7.1777 | 0.069747 | 21.241 | 10990.0274 | 106.7918 | 32522.8502 | 10990.0274 | 106.7918 | 32522.8502 | 0 | 0 | 0 | 0 | 0 | 0 | 0 | 0 | 0 | 0 | 0 | 0 | 0 | 0 | 0 | 0 | 0 | 0
MD | INSIG | INDUSTRIAL | HART MILLER DMCF | MDDRG2294 | 009 | 1 | 0% | 0.50068 | 0.50068 | 7.1777 | 0.069747 | 73.7351 | 10990.0274 | 106.7918 | 112898.4658 | 10990.0274 | 106.7918 | 112898.4658 | 0 | 0 | 0 | 0 | 0 | 0 | 0 | 0 | 0 | 0 | 0 | 0 | 0 | 0 | 0 | 0 | 0 | 0
MD | INSIG | INDUSTRIAL | HARTGE YACHT HARBOR | MD0070874 | 001 | 1 | 0% | 0.00018668 | 0.00018668 | 0 | 0 | 66.6 | 0 | 0 | 30.5921 | 0 | 0 | 30.5921 | 0.71547 | 0.0035773 | 53.66 | 0.40678 | 0.0020339 | 30.5085 | 0.40678 | 0.0020339 | 30.5085 | 3.5773 | 0.017887 | 53.66 | 2.0339 | 0.01017 | 30.5085 | 2.0339 | 0.01017 | 30.5085
MD | INSIG | INDUSTRIAL | HARTGE YACHT YARD | MDG999157 | 001 | 1 | 0% | 0.00010005 | 0.00010005 | 1.9945 | 0.0099727 | 29.918 | 0.61078 | 0.0030539 | 9.1617 | 0.61078 | 0.0030539 | 9.1617 | 1.9989 | 0.0099945 | 29.9836 | 0.60911 | 0.0030456 | 9.1367 | 0.60911 | 0.0030456 | 9.1367 | 1.9989 | 0.0099945 | 29.9836 | 0.60911 | 0.0030456 | 9.1367 | 0.60911 | 0.0030456 | 9.1367
MD | INSIG | INDUSTRIAL | HARTING FARM | MDG766080 | 001 | 1 | 0% | 0.0011593 | 0.0011593 | 1.9945 | 0.19945 | 14.959 | 1.2155 | 0.12155 | 9.1159 | 1.115 | 0.098939 | 4.055 | 0.34331 | 0.034331 | 5.1496 | 1.2121 | 0.12121 | 18.182 | 1.112 | 0.098668 | 8.0879 | 0.34331 | 0.034331 | 5.1496 | 1.2121 | 0.12121 | 18.182 | 1.112 | 0.098668 | 8.0879
MD | INSIG | INDUSTRIAL | HARWOOD LANDFILL, INC. | MD0066087 | 001 | 1 | 0% | 0.21151 | 0.21151 | 5.0496 | 0 | 16.952 | 2350.4219 | 0 | 7890.5589 | 2040.7578 | 0 | 4072.1865 | 5.1494 | 0.043877 | 10.1806 | 3317.0227 | 28.2641 | 6557.9081 | 2880.0106 | 22.048 | 3384.4275 | 5.1494 | 0.043877 | 19.3102 | 3317.0227 | 28.2641 | 12438.8353 | 2880.0106 | 22.048 | 6419.4764
MD | INSIG | INDUSTRIAL | HAWTHORN POOL | MDG766176 | 001 | 1 | 0% | 0.0021793 | 0.0021793 | 1.9945 | 0.19945 | 14.959 | 1.2155 | 0.12155 | 9.1159 | 0.84391 | 0.090853 | 3.3586 | 0.18263 | 0.018263 | 2.7394 | 1.2121 | 0.12121 | 18.182 | 0.8416 | 0.090605 | 6.6988 | 0.18263 | 0.018263 | 2.7394 | 1.2121 | 0.12121 | 18.182 | 0.8416 | 0.090605 | 6.6988
MD | INSIG | INDUSTRIAL | HAYFIELDS COUNTRY CLUB | MDG766499 | 001 | 1 | 0% | 0.022159 | 0.022159 | 1.9945 | 0.19945 | 14.959 | 1.2155 | 0.12155 | 9.1159 | 0.39041 | 0.050955 | 0.57187 | 0.017961 | 0.0017961 | 0.26941 | 1.2121 | 0.12121 | 18.182 | 0.38934 | 0.050816 | 1.1406 | 0.017961 | 0.0017961 | 0.26941 | 1.2121 | 0.12121 | 18.182 | 0.38934 | 0.050816 | 1.1406
MD | INSIG | INDUSTRIAL | HERITAGE AT SAINT CHARLES HOA POOL | MDG766975 | 001 | 1 | 0% | 9.9975e-05 | 9.9975e-05 | 1.9945 | 0.19945 | 14.959 | 0.61017 | 0.061017 | 4.5763 | 0.32794 | 0.039447 | 2.9793 | 1.9985 | 0.19985 | 15.0082 | 0.6085 | 0.06085 | 4.5697 | 0.32704 | 0.039339 | 2.975 | 1.9985 | 0.19985 | 29.9776 | 0.6085 | 0.06085 | 9.1275 | 0.32704 | 0.039339 | 5.9423
MD | INSIG | INDUSTRIAL | HERITAGE COMMUNITY POOL | MDG766081 | 001 | 1 | 0% | 0.0011593 | 0.0011593 | 1.9945 | 0.19945 | 14.959 | 1.2155 | 0.12155 | 9.1159 | 1.2063 | 0.11837 | 4.9551 | 0.34331 | 0.034331 | 5.1496 | 1.2121 | 0.12121 | 18.182 | 1.203 | 0.11804 | 9.8831 | 0.34331 | 0.034331 | 5.1496 | 1.2121 | 0.12121 | 18.182 | 1.203 | 0.11804 | 9.8831
MD | INSIG | INDUSTRIAL | HERITAGE HILLS CONDOS.ASSN. | MDG766502 | 001 | 1 | 0% | 0.016479 | 0.016479 | 1.9945 | 0.19945 | 14.959 | 1.2155 | 0.12155 | 9.1159 | 1.0578 | 0.10472 | 3.2043 | 0.024151 | 0.0024151 | 0.36227 | 1.2121 | 0.12121 | 18.182 | 1.0549 | 0.10444 | 6.391 | 0.024151 | 0.0024151 | 0.36227 | 1.2121 | 0.12121 | 18.182 | 1.0549 | 0.10444 | 6.391
MD | INSIG | INDUSTRIAL | HERNWOOD LANDFILL-NORTH | MD0063924 | 001 | 1.0313 | 3.126% |  | 0.0029747 | 8 | 0.059971 | 30 | 72.4771 | 0.54332 | 271.7891 | 36.9945 | 0.21932 | 65.6109 | 8 | 0.059971 | 30 | 72.4771 | 0.54332 | 271.7891 | 36.9945 | 0.21932 | 65.6109 | 8 | 0.059971 | 30 | 72.4771 | 0.54332 | 271.7891 | 36.9945 | 0.21932 | 65.6109
MD | INSIG | INDUSTRIAL | HERRINGTON HARBOUR NORTH | MDG766101 | 001 | 1 | 0% | 0.0030593 | 0.0030593 | 1.9945 | 0.19945 | 14.959 | 1.2155 | 0.12155 | 9.1159 | 1.2155 | 0.12155 | 9.1159 | 0.13009 | 0.013009 | 1.9514 | 1.2121 | 0.12121 | 18.182 | 1.2121 | 0.12121 | 18.182 | 0.13009 | 0.013009 | 1.9514 | 1.2121 | 0.12121 | 18.182 | 1.2121 | 0.12121 | 18.182
MD | INSIG | INDUSTRIAL | HERRINGTON HARBOUR NORTH | MDG999237 | 001 | 1 | 0% | 0.00010005 | 0.00010005 | 1.9945 | 0.0099727 | 29.918 | 0.61078 | 0.0030539 | 9.1617 | 0.61078 | 0.0030539 | 9.1617 | 1.9989 | 0.0099945 | 29.9836 | 0.60911 | 0.0030456 | 9.1367 | 0.60911 | 0.0030456 | 9.1367 | 1.9989 | 0.0099945 | 29.9836 | 0.60911 | 0.0030456 | 9.1367 | 0.60911 | 0.0030456 | 9.1367
MD | INSIG | INDUSTRIAL | HERRINGTON HARBOUR SOUTH | MDG766103 | 001 | 1 | 0% | 0.015159 | 0.015159 | 1.9945 | 0.19945 | 14.959 | 1.2155 | 0.12155 | 9.1159 | 0.84355 | 0.094178 | 4.7012 | 0.026254 | 0.0026254 | 0.39382 | 1.2121 | 0.12121 | 18.182 | 0.84125 | 0.093921 | 9.3766 | 0.026254 | 0.0026254 | 0.39382 | 1.2121 | 0.12121 | 18.182 | 0.84125 | 0.093921 | 9.3766
MD | INSIG | INDUSTRIAL | HERTZLER SURFACE MINE | MDG498041 | 001 | 1 | 0% | 0.00016696 | 0.00016696 | 1.9945 | 0.0099727 | 29.918 | 1.0197 | 0.0050987 | 15.296 | 0.41967 | 0.0012219 | 1.052 | 2 | 0.01 | 30 | 1.017 | 0.0050848 | 15.2543 | 0.41852 | 0.0012186 | 1.0491 | 2 | 0.01 | 30 | 1.017 | 0.0050848 | 15.2543 | 0.41852 | 0.0012186 | 1.0491
MD | INSIG | INDUSTRIAL | HESCO, INC. | MD0060267 | 001 | 1 | 0% | 0.0023205 | 0.0023205 | 0 | 0 | 113.6107 | 0 | 0 | 347.9068 | 0 | 0 | 226.335 | 7.3563 | 3.9409 | 49.1532 | 51.9897 | 27.8516 | 347.3841 | 44.3271 | 20.5468 | 225.9949 | 26.1828 | 6.5457 | 98.1854 | 185.0433 | 46.2608 | 693.9124 | 157.7704 | 34.1277 | 451.4331
MD | INSIG | INDUSTRIAL | HESS CORPORATION | MD0001767 | 001 | 1 | 0% | 0.11406 | 0.11406 | 0 | 0 | 14.959 | 0 | 0 | 5221.4494 | 0 | 0 | 2840.2711 | 0 | 0 | 15.0082 | 0 | 0 | 5213.6049 | 0 | 0 | 2836.004 | 0 | 0 | 29.9795 | 0 | 0 | 10414.3662 | 0 | 0 | 5665.0216
MD | INSIG | INDUSTRIAL | HICKORY HILLS CONDO ASSO.,INC. | MDG766705 | 001 | 1 | 0% | 0.015179 | 0.015179 | 1.9945 | 0.19945 | 14.959 | 1.2155 | 0.12155 | 9.1159 | 0.68472 | 0.072807 | 3.7036 | 0.02622 | 0.002622 | 0.3933 | 1.2121 | 0.12121 | 18.182 | 0.68285 | 0.072608 | 7.3871 | 0.02622 | 0.002622 | 0.3933 | 1.2121 | 0.12121 | 18.182 | 0.68285 | 0.072608 | 7.3871
MD | INSIG | INDUSTRIAL | HIGH VIEW AT HUNT VALLEY CONDOMINIUM | MDG767003 | 001 | 1 | 0% | 5e-05 | 5e-05 | 1.9945 | 0.19945 | 14.959 | 0.30518 | 0.030518 | 2.2889 | 0.094369 | 0.012794 | 0.14359 | 1.9986 | 0.19986 | 15.0082 | 0.30435 | 0.030435 | 2.2854 | 0.094111 | 0.012759 | 0.14337 | 1.9986 | 0.19986 | 29.9795 | 0.30435 | 0.030435 | 4.5652 | 0.094111 | 0.012759 | 0.28639
MD | INSIG | INDUSTRIAL | HOBBIT'S GLEN POOL | MDG766177 | 001 | 1 | 0% | 0.0019593 | 0.0019593 | 1.9945 | 0.19945 | 14.959 | 1.2155 | 0.12155 | 9.1159 | 0.87191 | 0.091707 | 3.5639 | 0.20313 | 0.020313 | 3.047 | 1.2121 | 0.12121 | 18.182 | 0.86953 | 0.091456 | 7.1083 | 0.20313 | 0.020313 | 3.047 | 1.2121 | 0.12121 | 18.182 | 0.86953 | 0.091456 | 7.1083
MD | INSIG | INDUSTRIAL | HODGES SURFACE MINE | MD0070653 | 001 | 1 | 0% | 0.0010003 | 0.0010003 | 0 | 0 | 29.8881 | 0 | 0 | 91.5255 | 0 | 0 | 33.7704 | 0.40056 | 0.0020028 | 29.9596 | 1.2203 | 0.0061017 | 91.2754 | 0.92983 | 0.0041096 | 33.6781 | 1.9973 | 0.0099865 | 29.9596 | 6.085 | 0.030425 | 91.2754 | 4.6364 | 0.020492 | 33.6781
MD | INSIG | INDUSTRIAL | HOLCIM (US) INC. | MD0002151 | 001 | 1 | 0% | 5.5119 | 5.5119 | 0.0098812 | 0.0010634 | 8.7093 | 223.611 | 24.0658 | 197091.5014 | 211.596 | 17.7539 | 128220.2601 | 0.13281 | 0 | 2.4704 | 2229.3946 | 0 | 41470.3962 | 2109.6054 | 0 | 26979.0678 | 0.63525 | 0 | 2.4704 | 10663.8221 | 0 | 41470.3962 | 10090.8364 | 0 | 26979.0678
MD | INSIG | INDUSTRIAL | HOLLOW CREEK GOLF CLUB | MD0070823 | 001 | 1 | 0% | 0.0001323 | 0.0001323 | 0 | 0 | 14.8361 | 0 | 0 | 6.6785 | 0 | 0 | 3.8374 | 0.22161 | 0.001108 | 16.5297 | 0.089294 | 0.00044645 | 6.6603 | 0.067774 | 0.00032285 | 3.8269 | 1.102 | 0.0055099 | 16.5297 | 0.44402 | 0.0022201 | 6.6603 | 0.33701 | 0.0016055 | 3.8269
MD | INSIG | INDUSTRIAL | HONEYGO RUN RUBBLE LANDFILL | MDG498002 | 001 | 1 | 0% | 0.00099955 | 0.00099955 | 1.9945 | 0.0099727 | 29.918 | 6.1017 | 0.030509 | 91.5255 | 1.6317 | 0.015787 | 33.0751 | 1.9989 | 0.0099945 | 29.9836 | 6.085 | 0.030425 | 91.2754 | 1.6273 | 0.015744 | 32.9848 | 1.9989 | 0.0099945 | 29.9836 | 6.085 | 0.030425 | 91.2754 | 1.6273 | 0.015744 | 32.9848
MD | INSIG | INDUSTRIAL | HOPEWELL POINTE | MDG767000 | 001 | 1 | 0% | 5e-05 | 5e-05 | 1.9945 | 0.19945 | 14.959 | 0.30518 | 0.030518 | 2.2889 | 0.30494 | 0.030461 | 1.5379 | 1.9986 | 0.19986 | 15.0082 | 0.30435 | 0.030435 | 2.2854 | 0.30411 | 0.030378 | 1.5356 | 1.9986 | 0.19986 | 29.9795 | 0.30435 | 0.030435 | 4.5652 | 0.30411 | 0.030378 | 3.0674
MD | INSIG | INDUSTRIAL | HOPEWELL POOL | MDG766178 | 001 | 1 | 0% | 0.0044393 | 0.0044393 | 1.9945 | 0.19945 | 14.959 | 1.2155 | 0.12155 | 9.1159 | 0.85425 | 0.090853 | 3.3586 | 0.089654 | 0.0089654 | 1.3448 | 1.2121 | 0.12121 | 18.182 | 0.85192 | 0.090605 | 6.6988 | 0.089654 | 0.0089654 | 1.3448 | 1.2121 | 0.12121 | 18.182 | 0.85192 | 0.090605 | 6.6988
MD | INSIG | INDUSTRIAL | HORSESHOE POINT LLC | MD0070700 | 001 | 1.166 | 16.6% |  | 0 |  |  |  | 0 | 0 | 0 | 0 | 0 | 0 |  |  |  | 0 | 0 | 0 | 0 | 0 | 0 |  |  |  | 0 | 0 | 0 | 0 | 0 | 0
MD | INSIG | INDUSTRIAL | HORSESHOE SCOUT RESERVATION | MDG766229 | 001 | 1 | 0% | 0.0011593 | 0.0011593 | 1.9945 | 0.19945 | 14.959 | 1.2155 | 0.12155 | 9.1159 | 1.1309 | 0.093092 | 4.1388 | 0.34331 | 0.034331 | 5.1496 | 1.2121 | 0.12121 | 18.182 | 1.1279 | 0.092837 | 8.2551 | 0.34331 | 0.034331 | 5.1496 | 1.2121 | 0.12121 | 18.182 | 1.1279 | 0.092837 | 8.2551
MD | INSIG | INDUSTRIAL | HOWARD COUNTY - MAYFIELD FACILITY | MD0066176 | 001 | 1 | 0% | 0.002882 | 0.002882 | 0 | 0 | 29.918 | 0 | 0 | 263.8573 | 0 | 0 | 64.8238 | 0 | 0 | 29.9795 | 0 | 0 | 263.1364 | 0 | 0 | 64.6466 | 7.9945 | 0.068121 | 29.9795 | 70.1697 | 0.59791 | 263.1364 | 40.7244 | 0.23832 | 64.6466
MD | INSIG | INDUSTRIAL | HOWARD COUNTY FAMILY YMCA | MDG766003 | 001 | 1 | 0% | 0.0011593 | 0.0011593 | 1.9945 | 0.19945 | 14.959 | 1.2155 | 0.12155 | 9.1159 | 0.78355 | 0.048447 | 2.2396 | 0.34331 | 0.034331 | 5.1496 | 1.2121 | 0.12121 | 18.182 | 0.78141 | 0.048315 | 4.4669 | 0.34331 | 0.034331 | 5.1496 | 1.2121 | 0.12121 | 18.182 | 0.78141 | 0.048315 | 4.4669
MD | INSIG | INDUSTRIAL | HOWARD SAND GRAVEL INC | MDG490411 | 001 | 1 | 0% | 0.00099968 | 0.00099968 | 1.9936 | 0.0099679 | 29.918 | 6.0988 | 0.030494 | 91.5255 | 4.6351 | 0.020951 | 13.2983 | 1.9977 | 0.0099884 | 29.9795 | 6.0821 | 0.030411 | 91.2754 | 4.6224 | 0.020894 | 13.2619 | 1.9977 | 0.0099884 | 29.9795 | 6.0821 | 0.030411 | 91.2754 | 4.6224 | 0.020894 | 13.2619
MD | INSIG | INDUSTRIAL | HOWLIN CONCRETE, INC. - HOLLYWOOD READY MIX CONCRE | MDG499858 | 001 | 1 | 0% | 0.00099955 | 0.00099955 | 1.9945 | 0.0099727 | 29.918 | 6.1017 | 0.030509 | 91.5255 | 4.7019 | 0.047985 | 82.3442 | 1.9989 | 0.0099945 | 29.9836 | 6.085 | 0.030425 | 91.2754 | 4.689 | 0.047854 | 82.1192 | 1.9989 | 0.0099945 | 29.9836 | 6.085 | 0.030425 | 91.2754 | 4.689 | 0.047854 | 82.1192
MD | INSIG | INDUSTRIAL | HOWLIN CONCRETE, INC. - KETTS MINING PHASE II | MD0069990 | 001 | 1 | 0% | 0.0094052 | 0.0094052 | 0 | 0 | 29.918 | 0 | 0 | 861.2009 | 0 | 0 | 223.0089 | 0.40088 | 0.0020044 | 29.9836 | 11.4827 | 0.057413 | 858.8479 | 5.442 | 0.029932 | 222.3995 | 1.9989 | 0.0099945 | 29.9836 | 57.2565 | 0.28628 | 858.8479 | 27.1359 | 0.14925 | 222.3995
MD | INSIG | INDUSTRIAL | HOWLIN CONCRETE, INC. - OWINGS READY MIX CONCRETE | MDG499856 | 001 | 1 | 0% | 0.00099955 | 0.00099955 | 1.9945 | 0.0099727 | 29.918 | 6.1017 | 0.030509 | 91.5255 | 4.2698 | 0.023659 | 44.3885 | 1.9989 | 0.0099945 | 29.9836 | 6.085 | 0.030425 | 91.2754 | 4.2581 | 0.023594 | 44.2673 | 1.9989 | 0.0099945 | 29.9836 | 6.085 | 0.030425 | 91.2754 | 4.2581 | 0.023594 | 44.2673
MD | INSIG | INDUSTRIAL | HUNT MEADOW H.O.A. | MDG766531 | 001 | 1 | 0% | 0.010579 | 0.010579 | 1.9945 | 0.19945 | 14.959 | 1.2155 | 0.12155 | 9.1159 | 1.1758 | 0.10856 | 5.0619 | 0.037621 | 0.0037621 | 0.56431 | 1.2121 | 0.12121 | 18.182 | 1.1726 | 0.10826 | 10.0962 | 0.037621 | 0.0037621 | 0.56431 | 1.2121 | 0.12121 | 18.182 | 1.1726 | 0.10826 | 10.0962
MD | INSIG | INDUSTRIAL | HUNT VALLEY GOLF CLUB | MDG766274 | 001 | 1 | 0% | 0.0016593 | 0.0016593 | 1.9945 | 0.19945 | 14.959 | 1.2155 | 0.12155 | 9.1159 | 0.51208 | 0.054768 | 0.69225 | 0.23986 | 0.023986 | 3.5979 | 1.2121 | 0.12121 | 18.182 | 0.51068 | 0.054618 | 1.3807 | 0.23986 | 0.023986 | 3.5979 | 1.2121 | 0.12121 | 18.182 | 0.51068 | 0.054618 | 1.3807
MD | INSIG | INDUSTRIAL | HUNTING CREEK FISHERIES* see note below | MD2637K00 | 001 | 1 | 0% | 0.82036 | 0.82036 | 0.5851 | 0.068808 | 6.1935 | 1361.7205 | 160.1375 | 14414.3836 | 949.6517 | 114.0515 | 6962.2596 | 0.0022493 | 0.00074978 | 0.11247 | 5.6199 | 1.8733 | 280.9942 | 3.9193 | 1.3342 | 135.7224 | 0.0022493 | 0.00074978 | 0.11247 | 5.6199 | 1.8733 | 280.9942 | 3.9193 | 1.3342 | 135.7224
MD | INSIG | INDUSTRIAL | HUNTINGTON N.A., INC. | MDG766818 | 001 | 1 | 0% | 0.0064793 | 0.0064793 | 1.9945 | 0.19945 | 14.959 | 1.2155 | 0.12155 | 9.1159 | 0.68017 | 0.078578 | 5.9347 | 0.061426 | 0.0061426 | 0.92139 | 1.2121 | 0.12121 | 18.182 | 0.67831 | 0.078363 | 11.837 | 0.061426 | 0.0061426 | 0.92139 | 1.2121 | 0.12121 | 18.182 | 0.67831 | 0.078363 | 11.837
MD | INSIG | INDUSTRIAL | HUNTINGTON POOL | MDG766179 | 001 | 1 | 0% | 0.0020993 | 0.0020993 | 1.9945 | 0.19945 | 14.959 | 1.2155 | 0.12155 | 9.1159 | 0.90125 | 0.091707 | 3.5639 | 0.18959 | 0.018959 | 2.8438 | 1.2121 | 0.12121 | 18.182 | 0.89879 | 0.091456 | 7.1083 | 0.18959 | 0.018959 | 2.8438 | 1.2121 | 0.12121 | 18.182 | 0.89879 | 0.091456 | 7.1083
MD | INSIG | INDUSTRIAL | HUNTSMAN CONDOMINIUMS | MDG766722 | 001 | 1 | 0% | 0.0051793 | 0.0051793 | 1.9945 | 0.19945 | 14.959 | 1.2155 | 0.12155 | 9.1159 | 0.58626 | 0.07014 | 3.696 | 0.076844 | 0.0076844 | 1.1527 | 1.2121 | 0.12121 | 18.182 | 0.58466 | 0.069949 | 7.3718 | 0.076844 | 0.0076844 | 1.1527 | 1.2121 | 0.12121 | 18.182 | 0.58466 | 0.069949 | 7.3718
MD | INSIG | INDUSTRIAL | HURLEY PARK | MDG766038 | 001 | 1 | 0% | 0.0018593 | 0.0018593 | 1.9945 | 0.19945 | 14.959 | 1.2155 | 0.12155 | 9.1159 | 0.90712 | 0.075908 | 4.5722 | 0.21406 | 0.021406 | 3.2109 | 1.2121 | 0.12121 | 18.182 | 0.90464 | 0.075701 | 9.1194 | 0.21406 | 0.021406 | 3.2109 | 1.2121 | 0.12121 | 18.182 | 0.90464 | 0.075701 | 9.1194
MD | INSIG | INDUSTRIAL | I.F. CANNON & SON,INC. | MDG520880 | 001 | 1 | 0% | 0.0080005 | 0.0080005 | 4.4877 | 0.49863 | 14.959 | 13.7426 | 1.527 | 45.8086 | 11.3284 | 0.75941 | 1.2568 | 0.56246 | 0.062496 | 3.7497 | 13.705 | 1.5228 | 91.3668 | 11.2975 | 0.75733 | 2.5068 | 0.56246 | 0.062496 | 3.7497 | 13.705 | 1.5228 | 91.3668 | 11.2975 | 0.75733 | 2.5068
MD | INSIG | INDUSTRIAL | ICC CONTRACT C | MD0071145 | 001 | 1 | 0% | 0.19213 | 0.19213 | 0 | 0 | 0 | 0 | 0 | 0 | 0 | 0 | 0 | 0 | 0 | 0 | 0 | 0 | 0 | 0 | 0 | 0 | 0 | 0 | 0 | 0 | 0 | 0 | 0 | 0 | 0
MD | INSIG | INDUSTRIAL | ICM OF MARYLAND INC ELK MILLS QUARRY | MDG490865 | 001 | 1 | 0% | 0.00099968 | 0.00099968 | 1.9936 | 0.0099679 | 29.918 | 6.0988 | 0.030494 | 91.5255 | 4.8326 | 0.020557 | 36.9724 | 1.9977 | 0.0099884 | 29.9795 | 6.0821 | 0.030411 | 91.2754 | 4.8194 | 0.020501 | 36.8714 | 1.9977 | 0.0099884 | 29.9795 | 6.0821 | 0.030411 | 91.2754 | 4.8194 | 0.020501 | 36.8714
MD | INSIG | INDUSTRIAL | INDEPENDENCE CONSTRUCTION MATERIALS-JESSUP | MDG492110 | 001 | 1 | 0% | 0.00016696 | 0.00016696 | 1.9945 | 0.0099727 | 29.918 | 1.0197 | 0.0050987 | 15.296 | 0.73995 | 0.0053943 | 6.8819 | 2 | 0.01 | 30 | 1.017 | 0.0050848 | 15.2543 | 0.73792 | 0.0053796 | 6.8631 | 2 | 0.01 | 30 | 1.017 | 0.0050848 | 15.2543 | 0.73792 | 0.0053796 | 6.8631
MD | INSIG | INDUSTRIAL | INDEPENDENT CAN COMPANY | MD0064220 | 001 | 1 | 0% | 0.0003005 | 0.0003005 | 12.0691 | 1.2473 | 136.3785 | 6.4863 | 0.67036 | 73.2937 | 5.6332 | 0.47073 | 26.7999 | 5.3245 | 0.026623 | 79.8679 | 4.8729 | 0.024364 | 73.0934 | 4.232 | 0.017109 | 26.7267 | 5.3245 | 0.026623 | 79.8679 | 4.8729 | 0.024364 | 73.0934 | 4.232 | 0.017109 | 26.7267
MD | INSIG | INDUSTRIAL | INDIAN ACRES CAMPGROUND | MDG766035 | 001 | 1 | 0% | 0.0011593 | 0.0011593 | 1.9945 | 0.19945 | 14.959 | 1.2155 | 0.12155 | 9.1159 | 1.1267 | 0.11003 | 5.4703 | 0.34331 | 0.034331 | 5.1496 | 1.2121 | 0.12121 | 18.182 | 1.1237 | 0.10973 | 10.9107 | 0.34331 | 0.034331 | 5.1496 | 1.2121 | 0.12121 | 18.182 | 1.1237 | 0.10973 | 10.9107
MD | INSIG | INDUSTRIAL | INDIAN HILLS | MDG766702 | 001 | 1 | 0% | 0.0043193 | 0.0043193 | 1.9945 | 0.19945 | 14.959 | 1.2155 | 0.12155 | 9.1159 | 1.1068 | 0.10614 | 3.9975 | 0.092144 | 0.0092144 | 1.3822 | 1.2121 | 0.12121 | 18.182 | 1.1038 | 0.10585 | 7.9732 | 0.092144 | 0.0092144 | 1.3822 | 1.2121 | 0.12121 | 18.182 | 1.1038 | 0.10585 | 7.9732
MD | INSIG | INDUSTRIAL | INDIAN LANDING BOAT CLUB | MDG766100 | 001 | 1 | 0% | 0.0061593 | 0.0061593 | 1.9945 | 0.19945 | 14.959 | 1.2155 | 0.12155 | 9.1159 | 1.1592 | 0.079864 | 3.1461 | 0.064618 | 0.0064618 | 0.96926 | 1.2121 | 0.12121 | 18.182 | 1.156 | 0.079646 | 6.2751 | 0.064618 | 0.0064618 | 0.96926 | 1.2121 | 0.12121 | 18.182 | 1.156 | 0.079646 | 6.2751
MD | INSIG | INDUSTRIAL | INNOVATIVE IDEAS, LLC | MDG499771 | 001 | 1 | 0% | 0.00099955 | 0.00099955 | 1.9945 | 0.0099727 | 29.918 | 6.1017 | 0.030509 | 91.5255 | 2.7851 | 0.020864 | 9.8619 | 1.9989 | 0.0099945 | 29.9836 | 6.085 | 0.030425 | 91.2754 | 2.7775 | 0.020807 | 9.8349 | 1.9989 | 0.0099945 | 29.9836 | 6.085 | 0.030425 | 91.2754 | 2.7775 | 0.020807 | 9.8349
MD | INSIG | INDUSTRIAL | ISLAND SEAFOOD,INC. | MDG520513 | 001 | 1 | 0% | 0.0012005 | 0.0012005 | 4.4877 | 0.49863 | 14.959 | 13.7426 | 1.527 | 45.8086 | 13.7426 | 1.527 | 45.8086 | 3.7483 | 0.33341 | 15.0137 | 13.705 | 1.2191 | 54.8952 | 13.705 | 1.2191 | 54.8952 | 3.7483 | 0.41648 | 24.9886 | 13.705 | 1.5228 | 91.3668 | 13.705 | 1.5228 | 91.3668
MD | INSIG | INDUSTRIAL | J.M. HUBER CORPORATION | MD0000531 | 001 | 1 | 0% | 0.58415 | 0.58415 | 2.2087 | 0.85461 | 39.8144 | 5924.1863 | 2292.263 | 106791.7808 | 5399.9479 | 1799.274 | 56942.3814 | 4.6876 | 0.1839 | 25.2632 | 8339.5573 | 327.1612 | 44944.8646 | 7601.5798 | 256.7998 | 23965.0243 | 6.7369 | 0.1839 | 25.2632 | 11985.2972 | 327.1612 | 44944.8646 | 10924.7039 | 256.7998 | 23965.0243
MD | INSIG | INDUSTRIAL | JACQUELINE BULLIS SURFACE MINE | MDG499794 | 001 | 1 | 0% | 0.00099955 | 0.00099955 | 1.9945 | 0.0099727 | 29.918 | 6.1017 | 0.030509 | 91.5255 | 5.8722 | 0.02415 | 22.2941 | 1.9989 | 0.0099945 | 29.9836 | 6.085 | 0.030425 | 91.2754 | 5.8562 | 0.024084 | 22.2332 | 1.9989 | 0.0099945 | 29.9836 | 6.085 | 0.030425 | 91.2754 | 5.8562 | 0.024084 | 22.2332
MD | INSIG | INDUSTRIAL | JAMES BOAT YARD | MDG999246 | 001 | 1 | 0% | 0.00010005 | 0.00010005 | 1.9945 | 0.0099727 | 29.918 | 0.61078 | 0.0030539 | 9.1617 | 0.58689 | 0.0026669 | 4.0176 | 1.9989 | 0.0099945 | 29.9836 | 0.60911 | 0.0030456 | 9.1367 | 0.58529 | 0.0026596 | 4.0066 | 1.9989 | 0.0099945 | 29.9836 | 0.60911 | 0.0030456 | 9.1367 | 0.58529 | 0.0026596 | 4.0066
MD | INSIG | INDUSTRIAL | JCR ENTERPRISES, INC. | MD0003247 | 001 | 1.1331 | 13.31% |  | 0.20914 | 8 | 1.4462 | 30 | 5095.4764 | 921.1169 | 19108.0364 | 2382.926 | 171.7865 | 306.01 | 8 | 1.4462 | 30 | 5095.4764 | 921.1169 | 19108.0364 | 2382.926 | 171.7865 | 306.01 | 8 | 1.4462 | 30 | 5095.4764 | 921.1169 | 19108.0364 | 2382.926 | 171.7865 | 306.01
MD | INSIG | INDUSTRIAL | JENKINS DEVELOPMENT COMPANY | MDG852306 | 001 | 1 | 0% | 0.013 | 0.013 | 11.1694 | 5.9836 | 14.959 | 444.3441 | 238.0415 | 595.1037 | 362.5277 | 150.8598 | 66.6798 | 7.9945 | 1.9986 | 15.0082 | 316.5214 | 79.1304 | 594.2096 | 258.2408 | 50.1492 | 66.5796 | 7.9945 | 1.9986 | 29.9795 | 316.5214 | 79.1304 | 1186.9554 | 258.2408 | 50.1492 | 132.9953
MD | INSIG | INDUSTRIAL | JEROL MOORE LANDSCAPING & EXCAVATING, INC. | MDG499756 | 001 | 1 | 0% | 0.00099955 | 0.00099955 | 1.9945 | 0.0099727 | 29.918 | 6.1017 | 0.030509 | 91.5255 | 4.0095 | 0.024057 | 13.4476 | 1.9989 | 0.0099945 | 29.9836 | 6.085 | 0.030425 | 91.2754 | 3.9985 | 0.023992 | 13.4109 | 1.9989 | 0.0099945 | 29.9836 | 6.085 | 0.030425 | 91.2754 | 3.9985 | 0.023992 | 13.4109
MD | INSIG | INDUSTRIAL | JOHN C. GRIMBERG COMPANY, INC. | MD0070319 | 001 | 1 | 0% | 0.0134 | 0.0134 | 11.1694 | 5.9836 | 14.959 | 458.0162 | 245.3658 | 613.4146 | 358.6354 | 187.7687 | 331.8947 | 7.9945 | 1.9986 | 15.0082 | 326.2606 | 81.5651 | 612.493 | 255.4683 | 62.4186 | 331.3961 | 7.9945 | 1.9986 | 29.9795 | 326.2606 | 81.5651 | 1223.4771 | 255.4683 | 62.4186 | 661.9758
MD | INSIG | INDUSTRIAL | JOHN EYLER PIT #2 | MDG499732 | 001 | 1 | 0% | 0.00099955 | 0.00099955 | 1.9945 | 0.0099727 | 29.918 | 6.1017 | 0.030509 | 91.5255 | 3.9713 | 0.01258 | 26.2929 | 1.9989 | 0.0099945 | 29.9836 | 6.085 | 0.030425 | 91.2754 | 3.9604 | 0.012546 | 26.221 | 1.9989 | 0.0099945 | 29.9836 | 6.085 | 0.030425 | 91.2754 | 3.9604 | 0.012546 | 26.221
MD | INSIG | INDUSTRIAL | JOHN W.RITTER TRUCKING,INC. | MD0068713 | 001 | 1.0444 | 4.442% |  | 0.00098164 | 1.4193 | 0 | 30 | 4.2433 | 0 | 89.6896 | 3.3519 | 0 | 31.0422 | 1.4193 | 0 | 30 | 4.2433 | 0 | 89.6896 | 3.3519 | 0 | 31.0422 | 1.4193 | 0 | 30 | 4.2433 | 0 | 89.6896 | 3.3519 | 0 | 31.0422
MD | INSIG | INDUSTRIAL | JOHNS HOPKINS APPLIED PHYSICS LAB | MD0070009 | 001 | 1 | 0% | 0.014008 | 0.014008 | 0 | 0 | 14.9488 | 0 | 0 | 640.8809 | 0 | 0 | 250.5526 | 2.2449 | 1.2026 | 15 | 95.7704 | 51.3056 | 639.918 | 65.8325 | 38.7104 | 250.1762 | 7.9901 | 1.9975 | 29.963 | 340.8692 | 85.2173 | 1278.2597 | 234.3132 | 64.297 | 499.7361
MD | INSIG | INDUSTRIAL | JOHNS HOPKINS HOSPITAL | MD0071196 | 001 | 1 | 0% | 0.12619 | 0.12619 | 0 | 0.26721 | 0 | 0 | 103.1819 | 0 | 0 | 84.5953 | 0 | 0 | 0.26794 | 0 | 0 | 102.9705 | 0 | 0 | 84.422 | 0
MD | INSIG | INDUSTRIAL | JOSEPH D. KNOTT - GREENWELL PIT #1 | MDG499807 | 001 | 1 | 0% | 0.00099955 | 0.00099955 | 1.9945 | 0.0099727 | 29.918 | 6.1017 | 0.030509 | 91.5255 | 4.438 | 0.021874 | 40.9827 | 1.9989 | 0.0099945 | 29.9836 | 6.085 | 0.030425 | 91.2754 | 4.4258 | 0.021815 | 40.8707 | 1.9989 | 0.0099945 | 29.9836 | 6.085 | 0.030425 | 91.2754 | 4.4258 | 0.021815 | 40.8707
MD | INSIG | INDUSTRIAL | JOSEPH D. KNOTT - INFINITY FARMS PIT #1 | MDG499839 | 001 | 1 | 0% | 0.00099955 | 0.00099955 | 1.9945 | 0.0099727 | 29.918 | 6.1017 | 0.030509 | 91.5255 | 5.3283 | 0.023805 | 27.0832 | 1.9989 | 0.0099945 | 29.9836 | 6.085 | 0.030425 | 91.2754 | 5.3137 | 0.02374 | 27.0092 | 1.9989 | 0.0099945 | 29.9836 | 6.085 | 0.030425 | 91.2754 | 5.3137 | 0.02374 | 27.0092
MD | INSIG | INDUSTRIAL | KAYDON RING & SEAL, INC. | MD0001911 | 001 | 1 | 0% | 0.80376 | 0.80376 | 0.63565 | 0.020221 | 1.2292e-07 | 1954.3397 | 62.1699 | 0.00037792 | 1201.7227 | 42.5558 | 0.00016601 | 1.4671e-08 | 0 | 1.5414e-07 | 3.5912e-05 | 0 | 0.00037733 | 2.2082e-05 | 0 | 0.00016575 | 1.4671e-08 | 0 | 3.0793e-07 | 3.5912e-05 | 0 | 0.00075377 | 2.2082e-05 | 0 | 0.00033112
MD | INSIG | INDUSTRIAL | KENDALL RIDGE POOL | MDG766181 | 001 | 1 | 0% | 0.0020393 | 0.0020393 | 1.9945 | 0.19945 | 14.959 | 1.2155 | 0.12155 | 9.1159 | 0.88196 | 0.12859 | 4.1014 | 0.19516 | 0.019516 | 2.9275 | 1.2121 | 0.12121 | 18.182 | 0.87955 | 0.12824 | 8.1803 | 0.19516 | 0.019516 | 2.9275 | 1.2121 | 0.12121 | 18.182 | 0.87955 | 0.12824 | 8.1803
MD | INSIG | INDUSTRIAL | KENT SAND & GRAVEL | MDG499896 | 001 | 1 | 0% | 0.00099955 | 0.00099955 | 1.9945 | 0.0099727 | 29.918 | 6.1017 | 0.030509 | 91.5255 | 5.62 | 0.027315 | 43.1431 | 1.9989 | 0.0099945 | 29.9836 | 6.085 | 0.030425 | 91.2754 | 5.6047 | 0.02724 | 43.0253 | 1.9989 | 0.0099945 | 29.9836 | 6.085 | 0.030425 | 91.2754 | 5.6047 | 0.02724 | 43.0253
MD | INSIG | INDUSTRIAL | KESSLER DEVELOPMENT COMPANY | MDG499702 | 001 | 1 | 0% | 0.00099955 | 0.00099955 | 1.9945 | 0.0099727 | 29.918 | 6.1017 | 0.030509 | 91.5255 | 5.4681 | 0.023635 | 30.1811 | 1.9989 | 0.0099945 | 29.9836 | 6.085 | 0.030425 | 91.2754 | 5.4532 | 0.02357 | 30.0987 | 1.9989 | 0.0099945 | 29.9836 | 6.085 | 0.030425 | 91.2754 | 5.4532 | 0.02357 | 30.0987
MD | INSIG | INDUSTRIAL | KING'S LANDING POOL | MDG766838 | 001 | 1 | 0% | 0.021479 | 0.021479 | 1.9945 | 0.19945 | 14.959 | 1.2155 | 0.12155 | 9.1159 | 0.9788 | 0.084394 | 3.7199 | 0.018529 | 0.0018529 | 0.27794 | 1.2121 | 0.12121 | 18.182 | 0.97612 | 0.084164 | 7.4194 | 0.018529 | 0.0018529 | 0.27794 | 1.2121 | 0.12121 | 18.182 | 0.97612 | 0.084164 | 7.4194
MD | INSIG | INDUSTRIAL | KINGSVIEW NEIGHBORHOOD ASSOC. POOL | MDG766976 | 001 | 1 | 0% | 0.00019931 | 0.00019931 | 1.9945 | 0.19945 | 14.959 | 1.2155 | 0.12155 | 9.1159 | 0.63359 | 0.093768 | 6.1532 | 1.9969 | 0.19969 | 15.0082 | 1.2121 | 0.12121 | 9.1101 | 0.63186 | 0.093512 | 6.1493 | 1.9969 | 0.19969 | 29.9535 | 1.2121 | 0.12121 | 18.182 | 0.63186 | 0.093512 | 12.2728
MD | INSIG | INDUSTRIAL | KNAPP'S NARROWS MARINA | MDG999194 | 001 | 1 | 0% | 0.00010005 | 0.00010005 | 1.9945 | 0.0099727 | 29.918 | 0.61078 | 0.0030539 | 9.1617 | 0.61078 | 0.0030539 | 9.1617 | 1.9989 | 0.0099945 | 29.9836 | 0.60911 | 0.0030456 | 9.1367 | 0.60911 | 0.0030456 | 9.1367 | 1.9989 | 0.0099945 | 29.9836 | 0.60911 | 0.0030456 | 9.1367 | 0.60911 | 0.0030456 | 9.1367
MD | INSIG | INDUSTRIAL | KNAPP'S NARROWS MARINA,INC. | MDG766615 | 001 | 1 | 0% | 0.0096593 | 0.0096593 | 1.9945 | 0.19945 | 14.959 | 1.2155 | 0.12155 | 9.1159 | 1.2155 | 0.12155 | 9.1159 | 0.041204 | 0.0041204 | 0.61806 | 1.2121 | 0.12121 | 18.182 | 1.2121 | 0.12121 | 18.182 | 0.041204 | 0.0041204 | 0.61806 | 1.2121 | 0.12121 | 18.182 | 1.2121 | 0.12121 | 18.182
MD | INSIG | INDUSTRIAL | KNOTT ATHLETIC COMPLEX | MDG766135 | 001 | 1 | 0% | 0.00055931 | 0.00055931 | 1.9945 | 0.19945 | 14.959 | 1.2155 | 0.12155 | 9.1159 | 0.81324 | 0.090376 | 4.7164 | 0.71159 | 0.071159 | 10.6739 | 1.2121 | 0.12121 | 18.182 | 0.81101 | 0.090129 | 9.407 | 0.71159 | 0.071159 | 10.6739 | 1.2121 | 0.12121 | 18.182 | 0.81101 | 0.090129 | 9.407
MD | INSIG | INDUSTRIAL | L.W. WOLFE ENTERPRISES, INC. | MDG498020 | 001 | 1 | 0% | 0.00016696 | 0.00016696 | 1.9945 | 0.0099727 | 29.918 | 1.0197 | 0.0050987 | 15.296 | 0.84285 | 0.0037614 | 9.951 | 2 | 0.01 | 30 | 1.017 | 0.0050848 | 15.2543 | 0.84055 | 0.0037511 | 9.9238 | 2 | 0.01 | 30 | 1.017 | 0.0050848 | 15.2543 | 0.84055 | 0.0037511 | 9.9238
MD | INSIG | INDUSTRIAL | LAFARGE BEAVER CREEK CONCRETE PLANT | MDG491387 | 001 | 1 | 0% | 0.00099968 | 0.00099968 | 1.9936 | 0.0099679 | 29.918 | 6.0988 | 0.030494 | 91.5255 | 4.8188 | 0.022496 | 59.543 | 1.9977 | 0.0099884 | 29.9795 | 6.0821 | 0.030411 | 91.2754 | 4.8056 | 0.022435 | 59.3803 | 1.9977 | 0.0099884 | 29.9795 | 6.0821 | 0.030411 | 91.2754 | 4.8056 | 0.022435 | 59.3803
MD | INSIG | INDUSTRIAL | LAFARGE - CECIL CONCRETE PLANT | MD0069779 | 001 | 1 | 0% | 0.00099955 | 0.00099955 | 1.9945 | 0.0099727 | 29.918 | 6.1017 | 0.030509 | 91.5255 | 2.9434 | 0.023612 | 14.7988 | 1.9989 | 0.0099945 | 29.9836 | 6.085 | 0.030425 | 91.2754 | 2.9353 | 0.023547 | 14.7584 | 1.9989 | 0.0099945 | 29.9836 | 6.085 | 0.030425 | 91.2754 | 2.9353 | 0.023547 | 14.7584
MD | INSIG | INDUSTRIAL | LAFARGE - CHASE SAND PLANT | MDG492644 | 001 | 1 | 0% | 0.00099968 | 0.00099968 | 1.9936 | 0.0099679 | 29.918 | 6.0988 | 0.030494 | 91.5255 | 5.8339 | 0.026767 | 36.4161 | 1.9977 | 0.0099884 | 29.9795 | 6.0821 | 0.030411 | 91.2754 | 5.818 | 0.026694 | 36.3166 | 1.9977 | 0.0099884 | 29.9795 | 6.0821 | 0.030411 | 91.2754 | 5.818 | 0.026694 | 36.3166
MD | INSIG | INDUSTRIAL | LAFARGE - CHURCHVILLE QUARRY | MDG490896 | 001 | 1 | 0% | 0.00099955 | 0.00099955 | 1.9945 | 0.0099727 | 29.918 | 6.1017 | 0.030509 | 91.5255 | 4.9143 | 0.021423 | 33.4664 | 1.9989 | 0.0099945 | 29.9836 | 6.085 | 0.030425 | 91.2754 | 4.9009 | 0.021365 | 33.3749 | 1.9989 | 0.0099945 | 29.9836 | 6.085 | 0.030425 | 91.2754 | 4.9009 | 0.021365 | 33.3749
MD | INSIG | INDUSTRIAL | LAFARGE - FREDERICK CONCRETE PLANT | MDG490621 | 001 | 1 | 0% | 0.00099955 | 0.00099955 | 1.9945 | 0.0099727 | 29.918 | 6.1017 | 0.030509 | 91.5255 | 4.916 | 0.023347 | 49.5209 | 1.9989 | 0.0099945 | 29.9836 | 6.085 | 0.030425 | 91.2754 | 4.9026 | 0.023283 | 49.3856 | 1.9989 | 0.0099945 | 29.9836 | 6.085 | 0.030425 | 91.2754 | 4.9026 | 0.023283 | 49.3856
MD | INSIG | INDUSTRIAL | LAFARGE JESSUP CONCRETE PLANT | MDG499860 | 001 | 1 | 0% | 0.00099968 | 0.00099968 | 1.9936 | 0.0099679 | 29.918 | 6.0988 | 0.030494 | 91.5255 | 4.5291 | 0.026571 | 22.1767 | 1.9977 | 0.0099884 | 29.9795 | 6.0821 | 0.030411 | 91.2754 | 4.5167 | 0.026498 | 22.1161 | 1.9977 | 0.0099884 | 29.9795 | 6.0821 | 0.030411 | 91.2754 | 4.5167 | 0.026498 | 22.1161
MD | INSIG | INDUSTRIAL | LAFARGE - LANDOVER ASPHALT PLANT | MDG499849 | 001 | 1 | 0% | 0.00099955 | 0.00099955 | 1.9945 | 0.0099727 | 29.918 | 6.1017 | 0.030509 | 91.5255 | 4.8244 | 0.024011 | 44.9421 | 1.9989 | 0.0099945 | 29.9836 | 6.085 | 0.030425 | 91.2754 | 4.8112 | 0.023945 | 44.8193 | 1.9989 | 0.0099945 | 29.9836 | 6.085 | 0.030425 | 91.2754 | 4.8112 | 0.023945 | 44.8193
MD | INSIG | INDUSTRIAL | LAFARGE - MARRIOTTSVILLE QUARRY | MDG490220 | 001 | 1 | 0% | 0.00099955 | 0.00099955 | 1.9945 | 0.0099727 | 29.918 | 6.1017 | 0.030509 | 91.5255 | 3.3159 | 0.012315 | 22.0946 | 1.9989 | 0.0099945 | 29.9836 | 6.085 | 0.030425 | 91.2754 | 3.3068 | 0.012282 | 22.0342 | 1.9989 | 0.0099945 | 29.9836 | 6.085 | 0.030425 | 91.2754 | 3.3068 | 0.012282 | 22.0342
MD | INSIG | INDUSTRIAL | LAFARGE - MEDFORD QUARRY | MDG490226 | 001 | 1 | 0% | 0.00099955 | 0.00099955 | 1.9945 | 0.0099727 | 29.918 | 6.1017 | 0.030509 | 91.5255 | 4.4237 | 0.021244 | 61.2916 | 1.9989 | 0.0099945 | 29.9836 | 6.085 | 0.030425 | 91.2754 | 4.4116 | 0.021186 | 61.1241 | 1.9989 | 0.0099945 | 29.9836 | 6.085 | 0.030425 | 91.2754 | 4.4116 | 0.021186 | 61.1241
MD | INSIG | INDUSTRIAL | LAFARGE - ROCKVILLE CONCRETE PLANT | MDG492212 | 001 | 1 | 0% | 0.00099968 | 0.00099968 | 1.9936 | 0.0099679 | 29.918 | 6.0988 | 0.030494 | 91.5255 | 4.2881 | 0.020672 | 36.1068 | 1.9977 | 0.0099884 | 29.9795 | 6.0821 | 0.030411 | 91.2754 | 4.2764 | 0.020615 | 36.0082 | 1.9977 | 0.0099884 | 29.9795 | 6.0821 | 0.030411 | 91.2754 | 4.2764 | 0.020615 | 36.0082
MD | INSIG | INDUSTRIAL | LAFARGE / IMERYS | MD0000175 | 001 | 1 | 0% | 0.8574 | 0.8574 | 0 | 0 | 3.7672 | 0 | 0 | 17304.2795 | 0 | 0 | 1085.5496 | 0.090735 | 0 | 4.2799 | 236.9322 | 0 | 11175.8398 | 75.6758 | 0 | 701.0941 | 0.090735 | 0 | 8.1468 | 236.9322 | 0 | 21273.3454 | 75.6758 | 0 | 1334.5411
MD | INSIG | INDUSTRIAL | LAFARGE MID ATLANTIC - PORTABLE PLANT AT MIRANT DI | MD0069957 | 001 | 1 | 0% | 0.00099955 | 0.00099955 | 1.9945 | 0.0099727 | 29.918 | 6.1017 | 0.030509 | 91.5255 | 5.0491 | 0.020156 | 43.1635 | 1.9989 | 0.0099945 | 29.9836 | 6.085 | 0.030425 | 91.2754 | 5.0353 | 0.020101 | 43.0456 | 1.9989 | 0.0099945 | 29.9836 | 6.085 | 0.030425 | 91.2754 | 5.0353 | 0.020101 | 43.0456
MD | INSIG | INDUSTRIAL | LAFARGE MID ATLANTIC - WALDORF READY MIX | MD0069817 | 001 | 1 | 0% | 0.00099955 | 0.00099955 | 0 | 0 | 29.918 | 0 | 0 | 91.5255 | 0 | 0 | 59.5856 | 0.40088 | 0.0020044 | 29.9836 | 1.2203 | 0.0061017 | 91.2754 | 0.68719 | 0.0039447 | 59.4228 | 1.9989 | 0.0099945 | 29.9836 | 6.085 | 0.030425 | 91.2754 | 3.4266 | 0.01967 | 59.4228
MD | INSIG | INDUSTRIAL | LAFARGE MIDATLANTIC JOPPA READY MIX | MDG499710 | 001 | 1 | 0% | 0.00099968 | 0.00099968 | 1.9936 | 0.0099679 | 29.918 | 6.0988 | 0.030494 | 91.5255 | 5.3787 | 0.025097 | 34.4033 | 1.9977 | 0.0099884 | 29.9795 | 6.0821 | 0.030411 | 91.2754 | 5.364 | 0.025029 | 34.3093 | 1.9977 | 0.0099884 | 29.9795 | 6.0821 | 0.030411 | 91.2754 | 5.364 | 0.025029 | 34.3093
MD | INSIG | INDUSTRIAL | LAFARGE NORTH AMERICA - HANCOCK QUARRY | MDG492086 | 001 | 1 | 0% | 0.00099968 | 0.00099968 | 1.9936 | 0.0099679 | 29.918 | 6.0988 | 0.030494 | 91.5255 | 4.961 | 0.01294 | 42.3417 | 1.9977 | 0.0099884 | 29.9795 | 6.0821 | 0.030411 | 91.2754 | 4.9475 | 0.012905 | 42.226 | 1.9977 | 0.0099884 | 29.9795 | 6.0821 | 0.030411 | 91.2754 | 4.9475 | 0.012905 | 42.226
MD | INSIG | INDUSTRIAL | LAFARGE NORTH AMERICA - ROCKDALE QUARRY | MDG493039 | 001 | 1 | 0% | 0.00099955 | 0.00099955 | 1.9945 | 0.0099727 | 29.918 | 6.1017 | 0.030509 | 91.5255 | 6.099 | 0.02175 | 53.3065 | 1.9989 | 0.0099945 | 29.9836 | 6.085 | 0.030425 | 91.2754 | 6.0823 | 0.02169 | 53.1609 | 1.9989 | 0.0099945 | 29.9836 | 6.085 | 0.030425 | 91.2754 | 6.0823 | 0.02169 | 53.1609
MD | INSIG | INDUSTRIAL | LAKE STREET BULK PLANT | MDG345946 | 001 | 1 | 0% | 0.0075 | 0.0075 | 11.1694 | 5.9836 | 14.959 | 256.3524 | 137.3316 | 343.329 | 105.8931 | 89.4891 | 36.3954 | 7.9945 | 1.9986 | 15.0082 | 182.6085 | 45.6521 | 342.8132 | 75.4313 | 29.7482 | 36.3408 | 7.9945 | 1.9986 | 29.9795 | 182.6085 | 45.6521 | 684.782 | 75.4313 | 29.7482 | 72.592
MD | INSIG | INDUSTRIAL | LANCASTER N H ASSO. POOL | MDG766065 | 001 | 1 | 0% | 0.022779 | 0.022779 | 1.9945 | 0.19945 | 14.959 | 1.2155 | 0.12155 | 9.1159 | 0.57846 | 0.093768 | 6.1532 | 0.017472 | 0.0017472 | 0.26208 | 1.2121 | 0.12121 | 18.182 | 0.57688 | 0.093512 | 12.2728 | 0.017472 | 0.0017472 | 0.26208 | 1.2121 | 0.12121 | 18.182 | 0.57688 | 0.093512 | 12.2728
MD | INSIG | INDUSTRIAL | LANKFORD SYSCO FOOD SERVICES LLC | MD0069744 | 001 | 1.0992 | 9.92% |  | 0 |  |  |  | 0 | 0 | 0 | 0 | 0 | 0 |  |  |  | 0 | 0 | 0 | 0 | 0 | 0 |  |  |  | 0 | 0 | 0 | 0 | 0 | 0
MD | INSIG | INDUSTRIAL | LAOC CORPORATION - PAUGH TRACT MINE | MDG859615 | 001 | 1 | 0% | 0.00099955 | 0.00099955 | 5.0077 | 0.0099727 | 29.918 | 15.3196 | 0.030509 | 91.5255 | 11.4502 | 0.017495 | 7.3986 | 5.0187 | 0.0099945 | 29.9836 | 15.2778 | 0.030425 | 91.2754 | 11.4189 | 0.017447 | 7.3784 | 5.0187 | 0.0099945 | 29.9836 | 15.2778 | 0.030425 | 91.2754 | 11.4189 | 0.017447 | 7.3784
MD | INSIG | INDUSTRIAL | LARRY E. KNIGHT, INC. | MDG499722 | 001 | 1 | 0% | 0.00099968 | 0.00099968 | 1.9936 | 0.0099679 | 29.918 | 6.0988 | 0.030494 | 91.5255 | 2.9417 | 0.017597 | 37.1084 | 1.9977 | 0.0099884 | 29.9795 | 6.0821 | 0.030411 | 91.2754 | 2.9336 | 0.017549 | 37.007 | 1.9977 | 0.0099884 | 29.9795 | 6.0821 | 0.030411 | 91.2754 | 2.9336 | 0.017549 | 37.007
MD | INSIG | INDUSTRIAL | LAUREL SAND & GRAVEL - SOUTHLAWN READY MIX | MD0069825 | 001 | 1 | 0% | 0.00099955 | 0.00099955 | 0 | 0 | 29.918 | 0 | 0 | 91.5255 | 0 | 0 | 36.1068 | 0.40088 | 0.0020044 | 29.9836 | 1.2203 | 0.0061017 | 91.2754 | 0.85804 | 0.0041363 | 36.0082 | 1.9989 | 0.0099945 | 29.9836 | 6.085 | 0.030425 | 91.2754 | 4.2785 | 0.020625 | 36.0082
MD | INSIG | INDUSTRIAL | LEGORE QUARRY | MDG490994 | 001 | 1 | 0% | 0.00099968 | 0.00099968 | 1.9936 | 0.0099679 | 29.918 | 6.0988 | 0.030494 | 91.5255 | 4.1661 | 0.023336 | 49.5209 | 1.9977 | 0.0099884 | 29.9795 | 6.0821 | 0.030411 | 91.2754 | 4.1547 | 0.023272 | 49.3856 | 1.9977 | 0.0099884 | 29.9795 | 6.0821 | 0.030411 | 91.2754 | 4.1547 | 0.023272 | 49.3856
MD | INSIG | INDUSTRIAL | LEHIGH CEMENT COMPANY - NEW WINDSOR QUARRY | MDG492448 | 001 | 1 | 0% | 0.00099955 | 0.00099955 | 1.9945 | 0.0099727 | 29.918 | 6.1017 | 0.030509 | 91.5255 | 4.5489 | 0.021244 | 61.2916 | 1.9989 | 0.0099945 | 29.9836 | 6.085 | 0.030425 | 91.2754 | 4.5365 | 0.021186 | 61.1241 | 1.9989 | 0.0099945 | 29.9836 | 6.085 | 0.030425 | 91.2754 | 4.5365 | 0.021186 | 61.1241
MD | INSIG | INDUSTRIAL | LEHIGH CEMENT COMPANY - UNION | MD0000779 | 001 | 1 | 0% | 0.25984 | 0.25984 | 0.079743 | 0 | 78.8868 | 34.1873 | 0 | 33820.1996 | 27.1336 | 0 | 22648.2564 | 4.4334 | 0 | 42.6732 | 3508.3275 | 0 | 33769.3896 | 2784.4724 | 0 | 22614.2306 | 21.9192 | 0 | 85.2413 | 17345.7326 | 0 | 67455.5894 | 13766.8772 | 0 | 45172.7519
MD | INSIG | INDUSTRIAL | LIBERTY MARINA LP | MDG999214 | 001 | 1 | 0% | 0.00010005 | 0.00010005 | 1.9945 | 0.0099727 | 29.918 | 0.61078 | 0.0030539 | 9.1617 | 0.59086 | 0.0027276 | 5.0874 | 1.9989 | 0.0099945 | 29.9836 | 0.60911 | 0.0030456 | 9.1367 | 0.58924 | 0.0027202 | 5.0735 | 1.9989 | 0.0099945 | 29.9836 | 0.60911 | 0.0030456 | 9.1367 | 0.58924 | 0.0027202 | 5.0735
MD | INSIG | INDUSTRIAL | LINEBORO - MANCHESTER COMMUNITY POOL -LIONS CLUB | MDG766686 | 001 | 1 | 0% | 5e-05 | 5e-05 | 1.9945 | 0.19945 | 14.959 | 0.30518 | 0.030518 | 2.2889 | 0.040175 | 0.0056721 | 0.0071811 | 1.9986 | 0.19986 | 15.0082 | 0.30435 | 0.030435 | 2.2854 | 0.040065 | 0.0056566 | 0.0071703 | 1.9986 | 0.19986 | 29.9795 | 0.30435 | 0.030435 | 4.5652 | 0.040065 | 0.0056566 | 0.014323
MD | INSIG | INDUSTRIAL | LITTLE ORLEANS BORROW PIT | MD0070866 | 001 | 1 | 0% | 0.00012973 | 0.00012973 | 0 | 0 | 74.5156 | 0 | 0 | 22.8187 | 0 | 0 | 7.0521 | 0.76794 | 0.0038397 | 57.5955 | 0.30342 | 0.0015171 | 22.7563 | 0.19909 | 0.0007191 | 7.0328 | 3.8397 | 0.019199 | 57.5955 | 1.5171 | 0.0075854 | 22.7563 | 0.99545 | 0.0035955 | 7.0328
MD | INSIG | INDUSTRIAL | LMC PROPERTIES, INC. | MD0002852 | 001 | 1 | 0% | 0.22504 | 0.22504 | 1.4951 | 0.3025 | 210.5922 | 18.0894 | 3.66 | 2547.9616 | 18.0753 | 3.6532 | 1711.9762 | 0.75241 | 0.16569 | 8.322 | 515.6904 | 113.5615 | 5703.7723 | 515.2886 | 113.3505 | 3832.3663 | 3.7229 | 0.8203 | 18.93 | 2551.6194 | 562.2212 | 12974.3357 | 2549.6311 | 561.1762 | 8717.4601
MD | INSIG | INDUSTRIAL | LOCKE INSULATORS, INC. | MD0002763 | 001 | 1 | 0% | 0.032013 | 0.032013 | 2.3307 | 0 | 10.566 | 195.5342 | 0 | 886.4219 | 195.5342 | 0 | 886.4219 | 0 | 0 | 16.2924 | 0 | 0 | 1588.4469 | 0 | 0 | 1588.4469 | 0 | 0 | 36.154 | 0 | 0 | 3524.8867 | 0 | 0 | 3524.8867
MD | INSIG | INDUSTRIAL | Lockheed Martin Groundwater Plant | MD0071773 | 001 | 1 | 0% | 0.072197 | 0.072197 | 0 | 0 | 0 | 0 | 0 | 0 | 0 | 0 | 0 | 0 | 0 | 0 | 0 | 0 | 0 | 0 | 0 | 0
MD | INSIG | INDUSTRIAL | LOCUST PARK POOL | MDG766182 | 001 | 1 | 0% | 0.0028393 | 0.0028393 | 1.9945 | 0.19945 | 14.959 | 1.2155 | 0.12155 | 9.1159 | 0.85425 | 0.090853 | 3.3586 | 0.14017 | 0.014017 | 2.1026 | 1.2121 | 0.12121 | 18.182 | 0.85192 | 0.090605 | 6.6988 | 0.14017 | 0.014017 | 2.1026 | 1.2121 | 0.12121 | 18.182 | 0.85192 | 0.090605 | 6.6988
MD | INSIG | INDUSTRIAL | LOCUST POINT MARINA | MDG999111 | 001 | 1 | 0% | 0.00010005 | 0.00010005 | 1.9945 | 0.0099727 | 29.918 | 0.61078 | 0.0030539 | 9.1617 | 0.61078 | 0.0030539 | 9.1617 | 1.9989 | 0.0099945 | 29.9836 | 0.60911 | 0.0030456 | 9.1367 | 0.60911 | 0.0030456 | 9.1367 | 1.9989 | 0.0099945 | 29.9836 | 0.60911 | 0.0030456 | 9.1367 | 0.60911 | 0.0030456 | 9.1367
MD | INSIG | INDUSTRIAL | LONDONTOWN MARINA, INC. | MDG999251 | 001 | 1 | 0% | 0.00010005 | 0.00010005 | 1.9945 | 0.0099727 | 29.918 | 0.61078 | 0.0030539 | 9.1617 | 0.61078 | 0.0030539 | 9.1617 | 1.9989 | 0.0099945 | 29.9836 | 0.60911 | 0.0030456 | 9.1367 | 0.60911 | 0.0030456 | 9.1367 | 1.9989 | 0.0099945 | 29.9836 | 0.60911 | 0.0030456 | 9.1367 | 0.60911 | 0.0030456 | 9.1367
MD | INSIG | INDUSTRIAL | LONG POINT MARINA | MDG999191 | 001 | 1 | 0% | 0.00010005 | 0.00010005 | 1.9945 | 0.0099727 | 29.918 | 0.61078 | 0.0030539 | 9.1617 | 0.60421 | 0.0029092 | 7.3298 | 1.9989 | 0.0099945 | 29.9836 | 0.60911 | 0.0030456 | 9.1367 | 0.60256 | 0.0029013 | 7.3097 | 1.9989 | 0.0099945 | 29.9836 | 0.60911 | 0.0030456 | 9.1367 | 0.60256 | 0.0029013 | 7.3097
MD | INSIG | INDUSTRIAL | LONGFELLOW POOL | MDG766183 | 001 | 1 | 0% | 0.0027593 | 0.0027593 | 1.9945 | 0.19945 | 14.959 | 1.2155 | 0.12155 | 9.1159 | 0.88156 | 0.090853 | 3.3586 | 0.14424 | 0.014424 | 2.1636 | 1.2121 | 0.12121 | 18.182 | 0.87915 | 0.090605 | 6.6988 | 0.14424 | 0.014424 | 2.1636 | 1.2121 | 0.12121 | 18.182 | 0.87915 | 0.090605 | 6.6988
MD | INSIG | INDUSTRIAL | LOWER SHORE FAMILY YMCA | MDG766034 | 001 | 1 | 0% | 0.0011593 | 0.0011593 | 1.9945 | 0.19945 | 14.959 | 1.2155 | 0.12155 | 9.1159 | 1.1189 | 0.11791 | 4.0754 | 0.34331 | 0.034331 | 5.1496 | 1.2121 | 0.12121 | 18.182 | 1.1158 | 0.11759 | 8.1286 | 0.34331 | 0.034331 | 5.1496 | 1.2121 | 0.12121 | 18.182 | 1.1158 | 0.11759 | 8.1286
MD | INSIG | INDUSTRIAL | LUNDEBERG MD.SEAMANSHIP SCHOOL | MDG766006 | 001 | 1 | 0% | 0.0067793 | 0.0067793 | 1.9945 | 0.19945 | 14.959 | 1.2155 | 0.12155 | 9.1159 | 1.1689 | 0.1084 | 3.6119 | 0.058708 | 0.0058708 | 0.88062 | 1.2121 | 0.12121 | 18.182 | 1.1657 | 0.10811 | 7.2041 | 0.058708 | 0.0058708 | 0.88062 | 1.2121 | 0.12121 | 18.182 | 1.1657 | 0.10811 | 7.2041
MD | INSIG | INDUSTRIAL | M LUIS PRODUCTS LLS - ROCKVILLE ASPHALT PLANT | MDG499848 | 001 | 1 | 0% | 0.00099955 | 0.00099955 | 1.9945 | 0.0099727 | 29.918 | 6.1017 | 0.030509 | 91.5255 | 4.2902 | 0.020682 | 36.1068 | 1.9989 | 0.0099945 | 29.9836 | 6.085 | 0.030425 | 91.2754 | 4.2785 | 0.020625 | 36.0082 | 1.9989 | 0.0099945 | 29.9836 | 6.085 | 0.030425 | 91.2754 | 4.2785 | 0.020625 | 36.0082
MD | INSIG | INDUSTRIAL | MACGILL'S COMMON POOL | MDG766184 | 001 | 1 | 0% | 0.0035393 | 0.0035393 | 1.9945 | 0.19945 | 14.959 | 1.2155 | 0.12155 | 9.1159 | 0.91494 | 0.090853 | 3.3586 | 0.11245 | 0.011245 | 1.6868 | 1.2121 | 0.12121 | 18.182 | 0.91244 | 0.090605 | 6.6988 | 0.11245 | 0.011245 | 1.6868 | 1.2121 | 0.12121 | 18.182 | 0.91244 | 0.090605 | 6.6988
MD | INSIG | INDUSTRIAL | MACHADO CONSTRUCTION COMPANY, INC. | MD0054585 | 001 | 1 | 0% | 0.0040022 | 0.0040022 | 1.9945 | 0.0099727 | 29.918 | 24.4312 | 0.12216 | 366.4685 | 15.6718 | 0.053584 | 84.6602 | 1.9989 | 0.0099945 | 29.9836 | 24.3645 | 0.12182 | 365.4672 | 15.629 | 0.053437 | 84.4288 | 1.9989 | 0.0099945 | 29.9836 | 24.3645 | 0.12182 | 365.4672 | 15.629 | 0.053437 | 84.4288
MD | INSIG | INDUSTRIAL | MAGOTHY BOATEL & MARINA | MD0070386 | 001 | 1 | 0% | 0.00099955 | 0.00099955 | 1.9945 | 0.0099727 | 29.918 | 6.1017 | 0.030509 | 91.5255 | 5.8853 | 0.01922 | 22.7586 | 1.9989 | 0.0099945 | 29.9836 | 6.085 | 0.030425 | 91.2754 | 5.8692 | 0.019167 | 22.6964 | 1.9989 | 0.0099945 | 29.9836 | 6.085 | 0.030425 | 91.2754 | 5.8692 | 0.019167 | 22.6964
MD | INSIG | INDUSTRIAL | MAPLEHURST COUNTRY CLUB | MDG766893 | 001 | 1 | 0% | 0.0016593 | 0.0016593 | 1.9945 | 0.19945 | 14.959 | 1.2155 | 0.12155 | 9.1159 | 0.65457 | 0.063723 | 5.1281 | 0.23986 | 0.023986 | 3.5979 | 1.2121 | 0.12121 | 18.182 | 0.65278 | 0.063549 | 10.2282 | 0.23986 | 0.023986 | 3.5979 | 1.2121 | 0.12121 | 18.182 | 0.65278 | 0.063549 | 10.2282
MD | INSIG | INDUSTRIAL | MARINERS COVE HOA OF BALTIMORE | MDG766987 | 001 | 1 | 0% | 5e-05 | 5e-05 | 1.9945 | 0.19945 | 14.959 | 0.30518 | 0.030518 | 2.2889 | 0.30494 | 0.030461 | 1.5379 | 1.9986 | 0.19986 | 15.0082 | 0.30435 | 0.030435 | 2.2854 | 0.30411 | 0.030378 | 1.5356 | 1.9986 | 0.19986 | 29.9795 | 0.30435 | 0.030435 | 4.5652 | 0.30411 | 0.030378 | 3.0674
MD | INSIG | INDUSTRIAL | MARINERS POINT | MDG766086 | 001 | 1 | 0% | 0.0011593 | 0.0011593 | 1.9945 | 0.19945 | 14.959 | 1.2155 | 0.12155 | 9.1159 | 1.2063 | 0.11837 | 4.9551 | 0.34331 | 0.034331 | 5.1496 | 1.2121 | 0.12121 | 18.182 | 1.203 | 0.11804 | 9.8831 | 0.34331 | 0.034331 | 5.1496 | 1.2121 | 0.12121 | 18.182 | 1.203 | 0.11804 | 9.8831
MD | INSIG | INDUSTRIAL | MARINETICS, INC. | MD3447J06 | 001 | 1 | 0% | 0.00040284 | 0.00040284 | 0 | 0 | 0 | 0 | 0 | 0 | 0 | 0 | 0 | 0 | 0 | 20.6656 | 0 | 0 | 25.3543 | 0 | 0 | 25.3543 | 0 | 0 | 27.5542 | 0 | 0 | 33.8057 | 0 | 0 | 33.8057
MD | INSIG | INDUSTRIAL | MARKEL'S BOAT YARD | MDG999106 | 001 | 1 | 0% | 0.00010005 | 0.00010005 | 1.9945 | 0.0099727 | 29.918 | 0.61078 | 0.0030539 | 9.1617 | 0.61078 | 0.0030539 | 9.1617 | 1.9989 | 0.0099945 | 29.9836 | 0.60911 | 0.0030456 | 9.1367 | 0.60911 | 0.0030456 | 9.1367 | 1.9989 | 0.0099945 | 29.9836 | 0.60911 | 0.0030456 | 9.1367 | 0.60911 | 0.0030456 | 9.1367
MD | INSIG | INDUSTRIAL | MARSHYHOPE OPERATIONS, LLC | MDG491600 | 001 | 1 | 0% | 0.00099955 | 0.00099955 | 1.9945 | 0.0099727 | 29.918 | 6.1017 | 0.030509 | 91.5255 | 2.9616 | 0.028964 | 8.6503 | 1.9989 | 0.0099945 | 29.9836 | 6.085 | 0.030425 | 91.2754 | 2.9535 | 0.028885 | 8.6267 | 1.9989 | 0.0099945 | 29.9836 | 6.085 | 0.030425 | 91.2754 | 2.9535 | 0.028885 | 8.6267
MD | INSIG | INDUSTRIAL | MARTIN MARIETTA - BOONSBORO QUARRY | MDG490588 | 001 | 1 | 0% | 0.00099955 | 0.00099955 | 1.9945 | 0.0099727 | 29.918 | 6.1017 | 0.030509 | 91.5255 | 5.1314 | 0.022507 | 59.543 | 1.9989 | 0.0099945 | 29.9836 | 6.085 | 0.030425 | 91.2754 | 5.1174 | 0.022445 | 59.3803 | 1.9989 | 0.0099945 | 29.9836 | 6.085 | 0.030425 | 91.2754 | 5.1174 | 0.022445 | 59.3803
MD | INSIG | INDUSTRIAL | MARYLAND DEPARTMENT OF NATURAL | MD0063843 | 001 | 1 | 0% | 0.89616 | 0.89616 | 0.16432 | 0.044075 | 1.6011e-05 | 563.3004 | 151.09 | 0.054886 | 541.7205 | 134.7541 | 0.021747 | 1.2027e-06 | 1.3595e-07 | 2.008e-05 | 0.0032826 | 0.00037106 | 0.054804 | 0.0031568 | 0.00033094 | 0.021714 | 1.2027e-06 | 1.3595e-07 | 4.011e-05 | 0.0032826 | 0.00037106 | 0.10947 | 0.0031568 | 0.00033094 | 0.043375
MD | INSIG | INDUSTRIAL | Maryland Department of Natural Resources | MD0051624 | 001 | 1.1302 | 13.02% |  | 1.4278 | 0.91528 | 0.1035 | 30 | 3980.0132 | 450.0543 | 130452.7965 | 2414.2162 | 290.9562 | 84928.276 | 0.91528 | 0.1035 | 30 | 3980.0132 | 450.0543 | 130452.7965 | 2414.2162 | 290.9562 | 84928.276 | 0.91528 | 0.1035 | 30 | 3980.0132 | 450.0543 | 130452.7965 | 2414.2162 | 290.9562 | 84928.276
MD | INSIG | INDUSTRIAL | MARYLAND GOLF / COUNTRY CLUBS | MDG766872 | 001 | 1 | 0% | 0.0016593 | 0.0016593 | 1.9945 | 0.19945 | 14.959 | 1.2155 | 0.12155 | 9.1159 | 0.68472 | 0.072807 | 3.7036 | 0.23986 | 0.023986 | 3.5979 | 1.2121 | 0.12121 | 18.182 | 0.68285 | 0.072608 | 7.3871 | 0.23986 | 0.023986 | 3.5979 | 1.2121 | 0.12121 | 18.182 | 0.68285 | 0.072608 | 7.3871
MD | INSIG | INDUSTRIAL | MARYLAND HOUSE EXXON | MDG911937 | 001 | 1 | 0% | 0.0025 | 0.0025 | 4.9863 | 0.19945 | 14.959 | 38.1477 | 1.5259 | 114.443 | 33.2405 | 1.0715 | 41.8462 | 4.9966 | 0.19986 | 15.0082 | 38.0434 | 1.5217 | 114.2711 | 33.1497 | 1.0686 | 41.7833 | 4.9966 | 0.19986 | 29.9795 | 38.0434 | 1.5217 | 228.2607 | 33.1497 | 1.0686 | 83.4637
MD | INSIG | INDUSTRIAL | MARYLAND MARINA | MDG999201 | 001 | 1 | 0% | 0.00010005 | 0.00010005 | 1.9945 | 0.0099727 | 29.918 | 0.61078 | 0.0030539 | 9.1617 | 0.6103 | 0.0030482 | 6.1558 | 1.9989 | 0.0099945 | 29.9836 | 0.60911 | 0.0030456 | 9.1367 | 0.60864 | 0.0030399 | 6.1389 | 1.9989 | 0.0099945 | 29.9836 | 0.60911 | 0.0030456 | 9.1367 | 0.60864 | 0.0030399 | 6.1389
MD | INSIG | INDUSTRIAL | MARYLAND MATERIALS | MDG490479 | 001 | 1 | 0% | 0.00099955 | 0.00099955 | 1.9945 | 0.0099727 | 29.918 | 6.1017 | 0.030509 | 91.5255 | 5.1103 | 0.037193 | 55.2132 | 1.9989 | 0.0099945 | 29.9836 | 6.085 | 0.030425 | 91.2754 | 5.0963 | 0.037092 | 55.0623 | 1.9989 | 0.0099945 | 29.9836 | 6.085 | 0.030425 | 91.2754 | 5.0963 | 0.037092 | 55.0623
MD | INSIG | INDUSTRIAL | MARYLAND MILITARY DEPT. - CAMP | MD0066982 | 001 | 1 | 0% | 0.0002 | 0.0002 | 11.1694 | 5.9836 | 14.959 | 6.8361 | 3.6622 | 9.1554 | 0 | 0 | 0 | 7.9945 | 1.9986 | 15.0082 | 4.8696 | 1.2174 | 9.1417 | 0 | 0 | 0 | 7.9945 | 1.9986 | 29.9795 | 4.8696 | 1.2174 | 18.2609 | 0 | 0 | 0
MD | INSIG | INDUSTRIAL | MARYLAND PAVING - BEL AIR | MDG491346 | 001 | 1 | 0% | 0.00016696 | 0.00016696 | 1.9945 | 0.0099727 | 29.918 | 1.0197 | 0.0050987 | 15.296 | 0.80198 | 0.0035803 | 5.593 | 2 | 0.01 | 30 | 1.017 | 0.0050848 | 15.2543 | 0.79978 | 0.0035706 | 5.5777 | 2 | 0.01 | 30 | 1.017 | 0.0050848 | 15.2543 | 0.79978 | 0.0035706 | 5.5777
MD | INSIG | INDUSTRIAL | MARYLAND PAVING - COCKEYSVILLE | MDG491347 | 001 | 1 | 0% | 0.00016696 | 0.00016696 | 1.9945 | 0.0099727 | 29.918 | 1.0197 | 0.0050987 | 15.296 | 0.3257 | 0.0021375 | 0.95957 | 2 | 0.01 | 30 | 1.017 | 0.0050848 | 15.2543 | 0.32481 | 0.0021317 | 0.95695 | 2 | 0.01 | 30 | 1.017 | 0.0050848 | 15.2543 | 0.32481 | 0.0021317 | 0.95695
MD | INSIG | INDUSTRIAL | MARYLAND PAVING ROSEDALE LLC | MDG499854 | 001 | 1 | 0% | 0.00099968 | 0.00099968 | 1.9936 | 0.0099679 | 29.918 | 6.0988 | 0.030494 | 91.5255 | 6.0642 | 0.030042 | 64.4728 | 1.9977 | 0.0099884 | 29.9795 | 6.0821 | 0.030411 | 91.2754 | 6.0477 | 0.02996 | 64.2967 | 1.9977 | 0.0099884 | 29.9795 | 6.0821 | 0.030411 | 91.2754 | 6.0477 | 0.02996 | 64.2967
MD | INSIG | INDUSTRIAL | MARYLAND PORTABLE CONCRETE INC ELKTON PLANT | MDG499726 | 001 | 1 | 0% | 0.00099968 | 0.00099968 | 1.9936 | 0.0099679 | 29.918 | 6.0988 | 0.030494 | 91.5255 | 5.5785 | 0.037175 | 55.2132 | 1.9977 | 0.0099884 | 29.9795 | 6.0821 | 0.030411 | 91.2754 | 5.5632 | 0.037074 | 55.0623 | 1.9977 | 0.0099884 | 29.9795 | 6.0821 | 0.030411 | 91.2754 | 5.5632 | 0.037074 | 55.0623
MD | INSIG | INDUSTRIAL | MARYLAND PORTABLE CONCRETE, INC. -RIVERSIDE PLANT | MDG499701 | 001 | 1 | 0% | 0.00099955 | 0.00099955 | 1.9945 | 0.0099727 | 29.918 | 6.1017 | 0.030509 | 91.5255 | 5.2606 | 0.021423 | 33.4664 | 1.9989 | 0.0099945 | 29.9836 | 6.085 | 0.030425 | 91.2754 | 5.2462 | 0.021365 | 33.3749 | 1.9989 | 0.0099945 | 29.9836 | 6.085 | 0.030425 | 91.2754 | 5.2462 | 0.021365 | 33.3749
MD | INSIG | INDUSTRIAL | MARYLAND RECLAMATION, LLC - HAMMETT PROPERTY | MDG498014 | 001 | 1 | 0% | 0.00099955 | 0.00099955 | 1.9945 | 0.0099727 | 29.918 | 6.1017 | 0.030509 | 91.5255 | 2.7674 | 0.02403 | 40.1439 | 1.9989 | 0.0099945 | 29.9836 | 6.085 | 0.030425 | 91.2754 | 2.7598 | 0.023964 | 40.0342 | 1.9989 | 0.0099945 | 29.9836 | 6.085 | 0.030425 | 91.2754 | 2.7598 | 0.023964 | 40.0342
MD | INSIG | INDUSTRIAL | MARYLAND SEAFOOD, INC. | MDG522405 | 001 | 1 | 0% | 0.00099955 | 0.00099955 | 7.9781 | 0.0099727 | 29.918 | 24.4068 | 0.030509 | 91.5255 | 21.6586 | 0.023635 | 30.1811 | 7.9956 | 0.0099945 | 29.9836 | 24.3401 | 0.030425 | 91.2754 | 21.5994 | 0.02357 | 30.0987 | 7.9956 | 0.0099945 | 29.9836 | 24.3401 | 0.030425 | 91.2754 | 21.5994 | 0.02357 | 30.0987
MD | INSIG | INDUSTRIAL | MARYLAND YACHT CLUB | MDG767018 | 001 | 1 | 0% | 0.0016593 | 0.0016593 | 1.9945 | 0.19945 | 14.959 | 1.2155 | 0.12155 | 9.1159 | 1.2125 | 0.12111 | 5.0973 | 0.23986 | 0.023986 | 3.5979 | 1.2121 | 0.12121 | 18.182 | 1.2092 | 0.12078 | 10.1667 | 0.23986 | 0.023986 | 3.5979 | 1.2121 | 0.12121 | 18.182 | 1.2092 | 0.12078 | 10.1667
MD | INSIG | INDUSTRIAL | MASONVILLE DMCF | MDDRG3650 | 001 | 1 | 0% | 3.7125 | 3.7125 | 0 | 0 | 4.3344 | 0 | 0 | 49243.5745 | 0 | 0 | 49243.5745 | 0 | 0 | 0 | 0 | 0 | 0 | 0 | 0 | 0 | 0 | 0 | 0 | 0 | 0 | 0 | 0 | 0 | 0
MD | INSIG | INDUSTRIAL | MATER DEI SCHOOL | MDG766201 | 001 | 1 | 0% | 0.0093593 | 0.0093593 | 1.9945 | 0.19945 | 14.959 | 1.2155 | 0.12155 | 9.1159 | 0.22425 | 0.071696 | 4.8212 | 0.042525 | 0.0042525 | 0.63787 | 1.2121 | 0.12121 | 18.182 | 0.22364 | 0.0715 | 9.616 | 0.042525 | 0.0042525 | 0.63787 | 1.2121 | 0.12121 | 18.182 | 0.22364 | 0.0715 | 9.616
MD | INSIG | INDUSTRIAL | MAURGALE MARINA | MDG999170 | 001 | 1 | 0% | 0.00010005 | 0.00010005 | 1.9945 | 0.0099727 | 29.918 | 0.61078 | 0.0030539 | 9.1617 | 0.6093 | 0.003043 | 5.1229 | 1.9989 | 0.0099945 | 29.9836 | 0.60911 | 0.0030456 | 9.1367 | 0.60763 | 0.0030347 | 5.1089 | 1.9989 | 0.0099945 | 29.9836 | 0.60911 | 0.0030456 | 9.1367 | 0.60763 | 0.0030347 | 5.1089
MD | INSIG | INDUSTRIAL | MCDANIEL YACHT BASIN, INC. | MDG999122 | 001 | 1 | 0% | 0.00010005 | 0.00010005 | 1.9945 | 0.0099727 | 29.918 | 0.61078 | 0.0030539 | 9.1617 | 0.61078 | 0.0030539 | 9.1617 | 1.9989 | 0.0099945 | 29.9836 | 0.60911 | 0.0030456 | 9.1367 | 0.60911 | 0.0030456 | 9.1367 | 1.9989 | 0.0099945 | 29.9836 | 0.60911 | 0.0030456 | 9.1367 | 0.60911 | 0.0030456 | 9.1367
MD | INSIG | INDUSTRIAL | MCINTOSH PIT | MDG499844 | 001 | 1 | 0% | 0.00099955 | 0.00099955 | 1.9945 | 0.0099727 | 29.918 | 6.1017 | 0.030509 | 91.5255 | 3.3311 | 0.0152 | 26.9865 | 1.9989 | 0.0099945 | 29.9836 | 6.085 | 0.030425 | 91.2754 | 3.322 | 0.015158 | 26.9127 | 1.9989 | 0.0099945 | 29.9836 | 6.085 | 0.030425 | 91.2754 | 3.322 | 0.015158 | 26.9127
MD | INSIG | INDUSTRIAL | MCKAY BOWLING PROPERTY-CHANEY ENTERPRISES | MD0069752 | 001 | 1 | 0% | 0.000916 | 0.000916 | 0 | 0 | 14.959 | 0 | 0 | 41.9319 | 0 | 0 | 27.2988 | 0 | 0 | 15.0082 | 0 | 0 | 41.8689 | 0 | 0 | 27.2578 | 0 | 0 | 29.9795 | 0 | 0 | 83.6347 | 0 | 0 | 54.4484
MD | INSIG | INDUSTRIAL | MD - SHA - GREEN HILL COVE WWTP | MD0063916 | 001 | 1 | 0% | 0.0050441 | 0.0050441 | 0.22374 | 0 | 2.552 | 1.9253 | 0 | 21.96 | 1.9253 | 0 | 21.96 | 7.7732 | 4.1508 | 41.6876 | 119.414 | 63.7655 | 640.414 | 119.414 | 63.7655 | 640.414 | 27.5775 | 6.8944 | 103.4156 | 423.6518 | 105.9129 | 1588.6942 | 423.6518 | 105.9129 | 1588.6942
MD | INSIG | INDUSTRIAL | MD AVIATION ADMINISTRATION-BWI | MD0063371 | 001 | 1 | 0% | 2.9449 | 2.9449 | 20.8428 | 0 | 2.0933 | 226856.4171 | 0 | 22783.3153 | 149438.0671 | 0 | 4652.2022 | 1.3511 | 0 | 2.5364 | 12117.9018 | 0 | 22749.0866 | 7982.4756 | 0 | 4645.213 | 1.3511 | 0 | 5.0666 | 12117.9018 | 0 | 45442.1316 | 7982.4756 | 0 | 9278.9826
MD | INSIG | INDUSTRIAL | MD SCHOOL FOR DEAF-COLUMBIA CA | MDG766063 | 001 | 1 | 0% | 0.0011593 | 0.0011593 | 1.9945 | 0.19945 | 14.959 | 1.2155 | 0.12155 | 9.1159 | 0.62843 | 0.048447 | 2.2396 | 0.34331 | 0.034331 | 5.1496 | 1.2121 | 0.12121 | 18.182 | 0.62671 | 0.048315 | 4.4669 | 0.34331 | 0.034331 | 5.1496 | 1.2121 | 0.12121 | 18.182 | 0.62671 | 0.048315 | 4.4669
MD | INSIG | INDUSTRIAL | MEARS GREAT OAK LANDING MARINA | MDG999221 | 001 | 1 | 0% | 0.00010005 | 0.00010005 | 1.9945 | 0.0099727 | 29.918 | 0.61078 | 0.0030539 | 9.1617 | 0.61078 | 0.0030539 | 9.1617 | 1.9989 | 0.0099945 | 29.9836 | 0.60911 | 0.0030456 | 9.1367 | 0.60911 | 0.0030456 | 9.1367 | 1.9989 | 0.0099945 | 29.9836 | 0.60911 | 0.0030456 | 9.1367 | 0.60911 | 0.0030456 | 9.1367
MD | INSIG | INDUSTRIAL | MEARS MARINA | MDG999242 | 001 | 1 | 0% | 0.00010005 | 0.00010005 | 1.9945 | 0.0099727 | 29.918 | 0.61078 | 0.0030539 | 9.1617 | 0.60618 | 0.002974 | 4.98 | 1.9989 | 0.0099945 | 29.9836 | 0.60911 | 0.0030456 | 9.1367 | 0.60453 | 0.0029659 | 4.9664 | 1.9989 | 0.0099945 | 29.9836 | 0.60911 | 0.0030456 | 9.1367 | 0.60453 | 0.0029659 | 4.9664
MD | INSIG | INDUSTRIAL | MEARS SWIM AND TENNIS | MDG766113 | 001 | 1 | 0% | 0.0037593 | 0.0037593 | 1.9945 | 0.19945 | 14.959 | 1.2155 | 0.12155 | 9.1159 | 1.2063 | 0.11837 | 4.9551 | 0.10587 | 0.010587 | 1.5881 | 1.2121 | 0.12121 | 18.182 | 1.203 | 0.11804 | 9.8831 | 0.10587 | 0.010587 | 1.5881 | 1.2121 | 0.12121 | 18.182 | 1.203 | 0.11804 | 9.8831
MD | INSIG | INDUSTRIAL | MEBA ENGINEERING SCHOOL | MDG766041 | 001 | 1 | 0% | 5e-05 | 5e-05 | 1.9945 | 0.19945 | 14.959 | 0.30518 | 0.030518 | 2.2889 | 0.29909 | 0.028854 | 1.0381 | 1.9986 | 0.19986 | 15.0082 | 0.30435 | 0.030435 | 2.2854 | 0.29827 | 0.028776 | 1.0365 | 1.9986 | 0.19986 | 29.9795 | 0.30435 | 0.030435 | 4.5652 | 0.29827 | 0.028776 | 2.0705
MD | INSIG | INDUSTRIAL | MECHANICSVILLE AGGREGATE & READY MIX CONCRETE PLAN | MDG491091 | 001 | 1 | 0% | 0.00099955 | 0.00099955 | 1.9945 | 0.0099727 | 29.918 | 6.1017 | 0.030509 | 91.5255 | 4.4054 | 0.020548 | 33.7704 | 1.9989 | 0.0099945 | 29.9836 | 6.085 | 0.030425 | 91.2754 | 4.3933 | 0.020492 | 33.6781 | 1.9989 | 0.0099945 | 29.9836 | 6.085 | 0.030425 | 91.2754 | 4.3933 | 0.020492 | 33.6781
MD | INSIG | INDUSTRIAL | MEDFORD QUARRY (REICHLIN TRACT | MDG498000 | 001 | 1 | 0% | 0.00099955 | 0.00099955 | 1.9945 | 0.0099727 | 29.918 | 6.1017 | 0.030509 | 91.5255 | 4.5536 | 0.021244 | 61.2916 | 1.9989 | 0.0099945 | 29.9836 | 6.085 | 0.030425 | 91.2754 | 4.5412 | 0.021186 | 61.1241 | 1.9989 | 0.0099945 | 29.9836 | 6.085 | 0.030425 | 91.2754 | 4.5412 | 0.021186 | 61.1241
MD | INSIG | INDUSTRIAL | MERRIMACK PARK RECREATION ASSN | MDG766478 | 001 | 1 | 0% | 0.030159 | 0.030159 | 1.9945 | 0.19945 | 14.959 | 1.2155 | 0.12155 | 9.1159 | 1.0681 | 0.089123 | 5.0103 | 0.013197 | 0.0013197 | 0.19795 | 1.2121 | 0.12121 | 18.182 | 1.0652 | 0.08888 | 9.9933 | 0.013197 | 0.0013197 | 0.19795 | 1.2121 | 0.12121 | 18.182 | 1.0652 | 0.08888 | 9.9933
MD | INSIG | INDUSTRIAL | MESSENGER / HARLEM MINE | MDG859625 | 001 | 1 | 0% | 5e-05 | 5e-05 | 11.1694 | 5.9836 | 14.959 | 1.709 | 0.91554 | 2.2889 | 1.3117 | 0.49593 | 1.4541 | 7.9945 | 1.9986 | 15.0082 | 1.2174 | 0.30435 | 2.2854 | 0.93438 | 0.16486 | 1.4519 | 7.9945 | 1.9986 | 29.9795 | 1.2174 | 0.30435 | 4.5652 | 0.93438 | 0.16486 | 2.9003
MD | INSIG | INDUSTRIAL | METTIKI COAL CORP. | MD0055182 | 001 | 1 | 0% | 6.9751 | 6.9751 | 0 | 0 | 1.4094 | 0 | 0 | 36738.2297 | 0 | 0 | 3033.6689 | 0.25844 | 0.13845 | 1.7268 | 5490 | 2941.0714 | 36683.0357 | 4370.5863 | 1909.8466 | 3029.1112 | 0.91984 | 0.22996 | 3.4494 | 19540.1877 | 4885.0469 | 73275.704 | 15555.9339 | 3172.2079 | 6050.7603
MD | INSIG | INDUSTRIAL | METTIKI COAL CORP. - C-MINE STRIP | MDG859602 | 001 | 1 | 0% | 0.00099955 | 0.00099955 | 5.0077 | 0.0099727 | 29.918 | 15.3196 | 0.030509 | 91.5255 | 12.0314 | 0.019811 | 7.5577 | 5.0187 | 0.0099945 | 29.9836 | 15.2778 | 0.030425 | 91.2754 | 11.9985 | 0.019757 | 7.5371 | 5.0187 | 0.0099945 | 29.9836 | 15.2778 | 0.030425 | 91.2754 | 11.9985 | 0.019757 | 7.5371
MD | INSIG | INDUSTRIAL | MEXICO FARMS, LLC | MD0061204 | 001 | 1 | 0% | 0.62801 | 0.62801 | 14.2736 | 0 | 14.959 | 27431.2115 | 0 | 28748.4781 | 24738.8154 | 0 | 21117.3543 | 7.9945 | 0 | 15.0082 | 15290.6295 | 0 | 28705.2876 | 13789.8416 | 0 | 21085.6285 | 7.9945 | 0 | 29.9795 | 15290.6295 | 0 | 57339.8608 | 13789.8416 | 0 | 42119.3132
MD | INSIG | INDUSTRIAL | MIDDLE BRANCH MARINA | MDG999173 | 001 | 1 | 0% | 0.00010005 | 0.00010005 | 1.9945 | 0.0099727 | 29.918 | 0.61078 | 0.0030539 | 9.1617 | 0.61078 | 0.0030539 | 9.1617 | 1.9989 | 0.0099945 | 29.9836 | 0.60911 | 0.0030456 | 9.1367 | 0.60911 | 0.0030456 | 9.1367 | 1.9989 | 0.0099945 | 29.9836 | 0.60911 | 0.0030456 | 9.1367 | 0.60911 | 0.0030456 | 9.1367
MD | INSIG | INDUSTRIAL | MIDDLETON'S GRAVEL PIT | MDG499892 | 001 | 1 | 0% | 0.00099955 | 0.00099955 | 1.9945 | 0.0099727 | 29.918 | 6.1017 | 0.030509 | 91.5255 | 3.2445 | 0.018016 | 35.9402 | 1.9989 | 0.0099945 | 29.9836 | 6.085 | 0.030425 | 91.2754 | 3.2356 | 0.017967 | 35.842 | 1.9989 | 0.0099945 | 29.9836 | 6.085 | 0.030425 | 91.2754 | 3.2356 | 0.017967 | 35.842
MD | INSIG | INDUSTRIAL | MILES RIVER YACHT CLUB | MDG766860 | 001 | 1 | 0% | 0.0016593 | 0.0016593 | 1.9945 | 0.19945 | 14.959 | 1.2155 | 0.12155 | 9.1159 | 1.1912 | 0.11492 | 4.1344 | 0.23986 | 0.023986 | 3.5979 | 1.2121 | 0.12121 | 18.182 | 1.1879 | 0.11461 | 8.2462 | 0.23986 | 0.023986 | 3.5979 | 1.2121 | 0.12121 | 18.182 | 1.1879 | 0.11461 | 8.2462
MD | INSIG | INDUSTRIAL | MILL CREEK TOWNE POOL | MDG766473 | 001 | 1 | 0% | 0.020239 | 0.020239 | 1.9945 | 0.19945 | 14.959 | 1.2155 | 0.12155 | 9.1159 | 0.62512 | 0.019502 | 0.39233 | 0.019665 | 0.0019665 | 0.29497 | 1.2121 | 0.12121 | 18.182 | 0.62341 | 0.019449 | 0.78252 | 0.019665 | 0.0019665 | 0.29497 | 1.2121 | 0.12121 | 18.182 | 0.62341 | 0.019449 | 0.78252
MD | INSIG | INDUSTRIAL | MILLARD E TYDINGS MEMORIAL BRIDGE | MD0071102 | 001 | 1.056 | 5.604% |  | 0 |  |  |  | 0 | 0 | 0 | 0 | 0 | 0 |  |  |  | 0 | 0 | 0 | 0 | 0 | 0 |  |  |  | 0 | 0 | 0 | 0 | 0 | 0
MD | INSIG | INDUSTRIAL | MILLENNIUM INORGANIC CHEMICAL | MD0001261 | 001 | 1 | 0% | 1.0741 | 1.0741 | 3.0296 | 0.0099684 | 34.8082 | 2096.7288 | 6.8988 | 24089.8192 | 2094.6715 | 6.8988 | 24089.8192 | 3.181 | 0 | 13.682 | 10405.3018 | 0 | 44755.5411 | 10395.0921 | 0 | 44755.5411 | 8.1325 | 0 | 30.4968 | 26602.2631 | 0 | 99758.4866 | 26576.161 | 0 | 99758.4866
MD | INSIG | INDUSTRIAL | MILLENNIUM INORGANIC CHEMICALS | MD0066206 | 001 | 1 | 0% | 0.13279 | 0.13279 | 7.5074 | 0 | 9.2564 | 3770.3014 | 0 | 4648.7014 | 3770.3014 | 0 | 4648.7014 | 3.1772 | 0.7032 | 9.313 | 1284.9021 | 284.3795 | 3766.2524 | 1284.9021 | 284.3795 | 3766.2524 | 4.672 | 1.168 | 17.52 | 1889.3895 | 472.3474 | 7085.2108 | 1889.3895 | 472.3474 | 7085.2108
MD | INSIG | INDUSTRIAL | MIRANT - BRANDYWINE FLYASH SITE | MD0054836 | 001 | 1 | 0% | 0.065336 | 0.065336 | 1.7253 | 0.034961 | 81.7738 | 351.3399 | 7.1195 | 16652.4986 | 238.7976 | 4.6823 | 6209.6768 | 1.9454 | 0.0099485 | 29.8455 | 387.1093 | 1.9796 | 5938.842 | 263.1092 | 1.302 | 2214.5799 | 1.9897 | 0.0099485 | 29.8455 | 395.9228 | 1.9796 | 5938.842 | 269.0996 | 1.302 | 2214.5799
MD | INSIG | INDUSTRIAL | MIRANT - DICKERSON GENERATING | MD0002640 | 001 | 1 | 0% | 131.4545 | 131.4545 | 0.0070503 | 0.00014044 | 0.015898 | 4724.8294 | 94.1172 | 10654.1512 | 4137.2886 | 62.1805 | 5024.508 | 0.0084925 | 0.0002017 | 0.026572 | 3400.0133 | 80.7503 | 10638.1448 | 2977.2157 | 53.3494 | 5016.9594 | 0.0084925 | 0.0002017 | 0.031847 | 3400.0133 | 80.7503 | 12750.0497 | 2977.2157 | 53.3494 | 6012.9358
MD | INSIG | INDUSTRIAL | MIRANT - FAULKNER FLYASH MANAG | MD0056928 | 001 | 1 | 0% | 0.090403 | 0.090403 | 2.4818 | 0.74297 | 8.9857 | 1102.011 | 329.9014 | 3989.9014 | 983.3034 | 286.4699 | 1574.7063 | 9.3519 | 2.1927 | 22.1355 | 2574.8389 | 603.7079 | 6094.5086 | 2297.4798 | 524.2297 | 2405.338 | 12.8138 | 3.2035 | 48.0518 | 3527.9967 | 881.9992 | 13229.9877 | 3147.9644 | 765.884 | 5221.5189
MD | INSIG | INDUSTRIAL | MIRANT CHALK POINT | MD0002658 | 001 | 1 | 0% | 371.3903 | 371.3903 | 0.00077427 | 6.9565e-05 | 0.012899 | 1465.5041 | 131.6698 | 24414.5097 | 1135.2344 | 85.5122 | 8077.5796 | 0.0013044 | 0.0027929 | 0.021552 | 1475.3912 | 3159.024 | 24377.8304 | 1142.8934 | 2051.6107 | 8065.4442 | 0.0013454 | 0.0053815 | 0.080722 | 1521.7377 | 6086.9509 | 91304.2628 | 1178.7951 | 3953.1368 | 30208.1614
MD | INSIG | INDUSTRIAL | MIRANT MID-ATLANTIC, LLC | MD0057584 | 001 | 1 | 0% | 0.035447 | 0.035447 | 0 | 0 | 4.9832 | 0 | 0 | 839.2932 | 0 | 0 | 395.8115 | 1.724 | 0.01469 | 4.143 | 186.1146 | 1.5859 | 447.2697 | 153.5515 | 1.0477 | 210.9328 | 1.724 | 0.01469 | 6.4649 | 186.1146 | 1.5859 | 697.9298 | 153.5515 | 1.0477 | 329.1444
MD | INSIG | INDUSTRIAL | MIRANT MID-ATLANTIC, LLC-MORGANTOWN | MD0002674 | 001 | 1 | 0% | 623.1772 | 623.1772 | 0.0031033 | 0.00062186 | 0.097477 | 9848.4082 | 1973.4921 | 309347.25 | 9345.0886 | 1713.6818 | 122091.0072 | 0.019907 | 0.0013651 | 0.16275 | 37781.4717 | 2590.9124 | 308882.4997 | 35850.5854 | 2249.8188 | 121907.5828 | 0.052015 | 0.0026658 | 0.19506 | 98720.6525 | 5059.4334 | 370202.4467 | 93675.3657 | 4393.359 | 146108.9102
MD | INSIG | INDUSTRIAL | MONTGOMERY CENTURY CONDOMINIUM | MDG766632 | 001 | 1 | 0% | 0.0031793 | 0.0031793 | 1.9945 | 0.19945 | 14.959 | 1.2155 | 0.12155 | 9.1159 | 0.86224 | 0.082396 | 3.5962 | 0.12518 | 0.012518 | 1.8778 | 1.2121 | 0.12121 | 18.182 | 0.85988 | 0.082171 | 7.1728 | 0.12518 | 0.012518 | 1.8778 | 1.2121 | 0.12121 | 18.182 | 0.85988 | 0.082171 | 7.1728
MD | INSIG | INDUSTRIAL | MONTGOMERY CONCRETE OPERATIONS LLC | MDG499847 | 001 | 1 | 0% | 0.00099968 | 0.00099968 | 1.9936 | 0.0099679 | 29.918 | 6.0988 | 0.030494 | 91.5255 | 4.2881 | 0.020672 | 36.1068 | 1.9977 | 0.0099884 | 29.9795 | 6.0821 | 0.030411 | 91.2754 | 4.2764 | 0.020615 | 36.0082 | 1.9977 | 0.0099884 | 29.9795 | 6.0821 | 0.030411 | 91.2754 | 4.2764 | 0.020615 | 36.0082
MD | INSIG | INDUSTRIAL | MONTGOMERY COUNTY YARD WASTE C | MD0062073 | 001 | 1.0416 | 4.157% |  | 0.10183 | 8 | 2 | 30 | 2481.0412 | 620.2603 | 9303.9044 | 2055.8479 | 409.7884 | 4387.7303 | 8 | 2 | 30 | 2481.0412 | 620.2603 | 9303.9044 | 2055.8479 | 409.7884 | 4387.7303 | 8 | 2 | 30 | 2481.0412 | 620.2603 | 9303.9044 | 2055.8479 | 409.7884 | 4387.7303
MD | INSIG | INDUSTRIAL | MORAN COAL COMPANY | MDG859616 | 001 | 1 | 0% | 5e-05 | 5e-05 | 11.1694 | 5.9836 | 14.959 | 1.709 | 0.91554 | 2.2889 | 1.3613 | 0.51155 | 1.5782 | 7.9945 | 1.9986 | 15.0082 | 1.2174 | 0.30435 | 2.2854 | 0.9697 | 0.17005 | 1.5758 | 7.9945 | 1.9986 | 29.9795 | 1.2174 | 0.30435 | 4.5652 | 0.9697 | 0.17005 | 3.1477
MD | INSIG | INDUSTRIAL | MORELAND SONS, INC. | MDG499748 | 001 | 1 | 0% | 0.00099955 | 0.00099955 | 1.9945 | 0.0099727 | 29.918 | 6.1017 | 0.030509 | 91.5255 | 5.5482 | 0.023799 | 47.2348 | 1.9989 | 0.0099945 | 29.9836 | 6.085 | 0.030425 | 91.2754 | 5.533 | 0.023734 | 47.1057 | 1.9989 | 0.0099945 | 29.9836 | 6.085 | 0.030425 | 91.2754 | 5.533 | 0.023734 | 47.1057
MD | INSIG | INDUSTRIAL | MORNING STAR YOUTH ACADEMY | MDG766152 | 001 | 1 | 0% | 0.0011593 | 0.0011593 | 1.9945 | 0.19945 | 14.959 | 1.2155 | 0.12155 | 9.1159 | 1.1832 | 0.11188 | 3.1633 | 0.34331 | 0.034331 | 5.1496 | 1.2121 | 0.12121 | 18.182 | 1.18 | 0.11157 | 6.3094 | 0.34331 | 0.034331 | 5.1496 | 1.2121 | 0.12121 | 18.182 | 1.18 | 0.11157 | 6.3094
MD | INSIG | INDUSTRIAL | MOTIVA ENTERPRISES, LLC | MD0000744 | 001 | 1 | 0% | 0.0073972 | 0.0073972 | 0 | 0 | 14.959 | 0 | 0 | 338.6242 | 0 | 0 | 338.6242 | 0 | 0 | 15.0082 | 0 | 0 | 338.1154 | 0 | 0 | 338.1154 | 0 | 0 | 29.9795 | 0 | 0 | 675.3979 | 0 | 0 | 675.3979
MD | INSIG | INDUSTRIAL | MOTIVA ENTERPRISES, LLC. | MD0001082 | 001 | 1 | 0% | 0.0092958 | 0.0092958 | 0 | 0 | 14.959 | 0 | 0 | 425.5335 | 0 | 0 | 313.3719 | 0 | 0 | 15.0082 | 0 | 0 | 424.8942 | 0 | 0 | 312.9011 | 0 | 0 | 29.9795 | 0 | 0 | 848.7416 | 0 | 0 | 625.0315
MD | INSIG | INDUSTRIAL | MOUNTAIN MATERIALS | MDG492282 | 001 | 1 | 0% | 0.00099955 | 0.00099955 | 1.9945 | 0.0099727 | 29.918 | 6.1017 | 0.030509 | 91.5255 | 4.9156 | 0.013936 | 16.5278 | 1.9989 | 0.0099945 | 29.9836 | 6.085 | 0.030425 | 91.2754 | 4.9022 | 0.013898 | 16.4826 | 1.9989 | 0.0099945 | 29.9836 | 6.085 | 0.030425 | 91.2754 | 4.9022 | 0.013898 | 16.4826
MD | INSIG | INDUSTRIAL | MOUNTAINVIEW LANDFILL, INC. - RED DOG BORROW PIT | MDG492153 | 001 | 1 | 0% | 0.00099955 | 0.00099955 | 1.9945 | 0.0099727 | 29.918 | 6.1017 | 0.030509 | 91.5255 | 3.226 | 0.015995 | 51.4875 | 1.9989 | 0.0099945 | 29.9836 | 6.085 | 0.030425 | 91.2754 | 3.2172 | 0.015951 | 51.3468 | 1.9989 | 0.0099945 | 29.9836 | 6.085 | 0.030425 | 91.2754 | 3.2172 | 0.015951 | 51.3468
MD | INSIG | INDUSTRIAL | MOUNTAIRE FARMS INC PRINCESS ANNE | MD0069159 | 001 | 1.0992 | 9.92% |  | 0 |  |  |  | 0 | 0 | 0 | 0 | 0 | 0 |  |  |  | 0 | 0 | 0 | 0 | 0 | 0 |  |  |  | 0 | 0 | 0 | 0 | 0 | 0
MD | INSIG | INDUSTRIAL | MPA - COX CREEK DREDGED MATERIAL CONTAINMENT FACIL | MDDRG3424 | 001 | 1 | 0% | 5.9554 | 5.9554 | 0 | 0 | 1.6216 | 0 | 0 | 49243.5745 | 0 | 0 | 27535.2883 | 3.1549 | 0.030929 | 2.1676 | 57222.742 | 560.9832 | 39314.5905 | 56320.4996 | 558.9769 | 21983.3469 | 12.7405 | 0.19958 | 80.5985 | 231082 | 3620 | 1461868.8 | 227438.4839 | 3607.0531 | 817426.0137
MD | INSIG | INDUSTRIAL | MPA Nutrient Overlay, Patapsco River Watershed | MDDRG3796 | 001 | 1 | 0% | 13.6453 | 13.6453 | 3.4818 | 0.034971 | 0 | 145291.2707 | 1459.3072 | 0 | 143000.4342 | 1454.088 | 0 | 3.4914 | 0.035067 | 0 | 145092.7853 | 1457.3136 | 0 | 142805.0784 | 1452.1015 | 0
MD | INSIG | INDUSTRIAL | MT. LENA RECREATION CLUB | MDG766209 | 001 | 1 | 0% | 0.00061931 | 0.00061931 | 1.9945 | 0.19945 | 14.959 | 1.2155 | 0.12155 | 9.1159 | 0.97113 | 0.089667 | 5.9305 | 0.64265 | 0.064265 | 9.6398 | 1.2121 | 0.12121 | 18.182 | 0.96848 | 0.089422 | 11.8285 | 0.64265 | 0.064265 | 9.6398 | 1.2121 | 0.12121 | 18.182 | 0.96848 | 0.089422 | 11.8285
MD | INSIG | INDUSTRIAL | MUIRKIRK PIT | MDG492331 | 001 | 1 | 0% | 0.00099955 | 0.00099955 | 1.9945 | 0.0099727 | 29.918 | 6.1017 | 0.030509 | 91.5255 | 4.5647 | 0.034228 | 82.73 | 1.9989 | 0.0099945 | 29.9836 | 6.085 | 0.030425 | 91.2754 | 4.5522 | 0.034135 | 82.504 | 1.9989 | 0.0099945 | 29.9836 | 6.085 | 0.030425 | 91.2754 | 4.5522 | 0.034135 | 82.504
MD | INSIG | INDUSTRIAL | MUSHROOM CANNING COMPANY | MD0069019 | 001 | 1 | 0% | 0.042235 | 0.042235 | 0.91324 | 1.1853 | 13.13 | 120.9906 | 157.029 | 1739.5338 | 89.0825 | 96.3737 | 110.5704 | 2.2087 | 0.67434 | 13.5034 | 284.0972 | 86.739 | 1736.9204 | 209.1741 | 53.2345 | 110.4042 | 7.1929 | 0.67434 | 26.9735 | 925.2165 | 86.739 | 3469.562 | 681.2152 | 53.2345 | 220.5365
MD | INSIG | INDUSTRIAL | NANTIOCKE FOODS,LLC. | MD0068837 | 001 | 1 | 0% | 0.0208 | 0.0208 | 22.8275 | 0 | 14.959 | 1453.0051 | 0 | 952.1659 | 1452.7241 | 0 | 809.6976 | 7.9945 | 0 | 15.0082 | 506.4343 | 0 | 950.7354 | 506.3364 | 0 | 808.4811 | 7.9945 | 0 | 29.9795 | 506.4343 | 0 | 1899.1287 | 506.3364 | 0 | 1614.9706
MD | INSIG | INDUSTRIAL | NASA GODDARD SPACE FLIGHT CTR | MD0067482 | 001 | 1 | 0% | 0.019736 | 0.019736 | 174.4359 | 25.5158 | 12.9175 | 11886.8815 | 1738.7643 | 880.2573 | 9052.5733 | 1950.7508 | 795.6657 | 0.43814 | 0.11739 | 14.6046 | 26.3356 | 7.0561 | 877.8522 | 20.0561 | 7.9164 | 793.4918 | 0.43814 | 0.11739 | 14.6046 | 26.3356 | 7.0561 | 877.8522 | 20.0561 | 7.9164 | 793.4918
MD | INSIG | INDUSTRIAL | NATIONAL AQUARIUM IN BALTIMORE | MD0059676 | 001 | 1 | 0% | 0.043821 | 0.043821 | 0 | 0 | 26.3571 | 0 | 0 | 3067.0728 | 0 | 0 | 1342.1721 | 0.061296 | 3.0558 | 22.9469 | 8.1805 | 407.8257 | 3062.4649 | 6.2571 | 298.5924 | 1340.1557 | 0.30543 | 3.0558 | 45.8372 | 40.763 | 407.8257 | 6117.3856 | 31.1786 | 298.5924 | 2677.0099
MD | INSIG | INDUSTRIAL | NATIONAL ARCHIVES & RECORDS ADMINISTRATION | MD0065871 | 001 | 1 | 0% | 0.049161 | 0.049161 | 9.9832 | 10.0502 | 2.8983 | 1832.9026 | 1845.208 | 532.1323 | 1585.0689 | 2070.1719 | 480.9951 | 0.23629 | 0.0011815 | 3.5444 | 35.3786 | 0.17689 | 530.6784 | 30.5949 | 0.19846 | 479.6809 | 0.23629 | 0.0011815 | 3.5444 | 35.3786 | 0.17689 | 530.6784 | 30.5949 | 0.19846 | 479.6809
MD | INSIG | INDUSTRIAL | NATIONAL HARBOR DEVELOPMENT | MD0069876 | 001 | 1 | 0% | 2.0014 | 2.0014 | 0 | 0 | 0 | 0 | 0 | 0 | 0 | 0 | 0 | 0 | 0 | 0 | 0 | 0 | 0 | 0 | 0 | 0 | 0 | 0 | 0 | 0 | 0 | 0 | 0 | 0 | 0
MD | INSIG | INDUSTRIAL | NATIONAL INSTITUTES OF HEALTH | MD0025496 | 001 | 1 | 0% | 0.57528 | 0.57528 | 0 | 0 | 14.9902 | 0 | 0 | 29317.4784 | 0 | 0 | 11565.7524 | 0.07967 | 0.0011154 | 16.6874 | 139.587 | 1.9542 | 29237.376 | 102.2608 | 1.3248 | 11534.152 | 0.39732 | 0.0055625 | 16.6874 | 696.128 | 9.7458 | 29237.376 | 509.9801 | 6.6067 | 11534.152
MD | INSIG | INDUSTRIAL | NAVAL SUPPORT ACTIVITY ANNAPOLIS | MD0002488 | 001 | 1 | 0% | 0.0041022 | 0.0041022 | 0 | 0 | 29.918 | 0 | 0 | 375.6302 | 0 | 0 | 204.1787 | 0.40082 | 0.0020041 | 29.9836 | 5.0077 | 0.025038 | 374.6039 | 4.97 | 0.024384 | 203.6208 | 1.9989 | 0.0099945 | 29.9836 | 24.9736 | 0.12487 | 374.6039 | 24.7856 | 0.1216 | 203.6208
MD | INSIG | INDUSTRIAL | NAVAL SURFACE WARFARE CENTER | MD0003051 | 001 | 1 | 0% | 0.4125 | 0.4125 | 0 | 0 | 5.3347 | 0 | 0 | 8058.6419 | 0 | 0 | 4289.4288 | 0.34434 | 0.044254 | 6.3971 | 432.599 | 55.5966 | 8036.6237 | 375.9958 | 31.5932 | 4277.7091 | 1.7059 | 0.2207 | 6.3971 | 2143.0997 | 277.2635 | 8036.6237 | 1862.687 | 157.5569 | 4277.7091
MD | INSIG | INDUSTRIAL | NEW CUT LANDFILL | MD0068039 | 001 | 1 | 0% | 0.095293 | 0.095293 | 1.0847 | 0.12542 | 7.732 | 320.8767 | 37.1014 | 2287.2493 | 206.8562 | 14.7883 | 561.9253 | 7.173 | 1.159 | 11.2277 | 2081.7372 | 336.3513 | 3258.4979 | 1342.0115 | 134.0671 | 800.5391 | 7.173 | 1.7932 | 26.8986 | 2081.7372 | 520.4343 | 7806.5145 | 1342.0115 | 207.4412 | 1917.8837
MD | INSIG | INDUSTRIAL | NEW DESIGN ROAD W.T.P. | MD0061841 | 001 | 1 | 0% | 0.058059 | 0.058059 | 1.5118 | 0.024217 | 3.2049 | 1072.1831 | 17.1753 | 2272.9724 | 992.5552 | 12.0161 | 1093.9248 | 0 | 0 | 0.00010116 | 0 | 0 | 0.017887 | 0 | 0 | 0.0086086 | 0 | 0 | 0.00010116 | 0 | 0 | 0.017887 | 0 | 0 | 0.0086086
MD | INSIG | INDUSTRIAL | NEWLAND PARK MUNICIPAL SANITARY LANDFILL | MD0070891 | 001 | 1 | 0% | 0.004353 | 0.004353 | 0 | 0 | 2.0633 | 0 | 0 | 27.4851 | 0 | 0 | 8.7903 | 0 | 0 | 2.0675 | 0 | 0 | 27.41 | 0 | 0 | 8.7662 | 0.13777 | 0.00068885 | 2.0675 | 1.8265 | 0.0091323 | 27.41 | 1.8059 | 0.0086186 | 8.7662
MD | INSIG | INDUSTRIAL | NEWPORT | MDG766112 | 001 | 1 | 0% | 0.0065593 | 0.0065593 | 1.9945 | 0.19945 | 14.959 | 1.2155 | 0.12155 | 9.1159 | 1.2063 | 0.11837 | 4.9551 | 0.060677 | 0.0060677 | 0.91016 | 1.2121 | 0.12121 | 18.182 | 1.203 | 0.11804 | 9.8831 | 0.060677 | 0.0060677 | 0.91016 | 1.2121 | 0.12121 | 18.182 | 1.203 | 0.11804 | 9.8831
MD | INSIG | INDUSTRIAL | NEWSTECH MD, LP | MD0066974 | 001 | 1.1308 | 13.08% |  | 1.8144 | 1.4 | 0.64 | 30 | 7736.0276 | 3536.4698 | 165772.0196 | 7320.3574 | 2608.9358 | 107844.9924 | 1.4 | 0.64 | 30 | 7736.0276 | 3536.4698 | 165772.0196 | 7320.3574 | 2608.9358 | 107844.9924 | 1.4 | 0.64 | 30 | 7736.0276 | 3536.4698 | 165772.0196 | 7320.3574 | 2608.9358 | 107844.9924
MD | INSIG | INDUSTRIAL | NICHOLSON LANDFILL | MD0070751 | 001 | 1 | 0% | 0.02367 | 0.02367 | 6.2777 | 0 | 0 | 481.3151 | 0 | 0 | 355.3564 | 0 | 0 | 1.8979 | 0.0028127 | 33.6481 | 136.8149 | 0.20276 | 2425.6008 | 101.0108 | 0.053403 | 124.8712 | 2.8011 | 0.014006 | 42.0168 | 201.9248 | 1.0096 | 3028.872 | 149.0817 | 0.26592 | 155.9279
MD | INSIG | INDUSTRIAL | NICK'S AT THE BALTIMORE YACHT BASIN | MDG999261 | 001 | 1 | 0% | 0.00010005 | 0.00010005 | 1.9945 | 0.0099727 | 29.918 | 0.61078 | 0.0030539 | 9.1617 | 0.5991 | 0.0028609 | 5.2153 | 1.9989 | 0.0099945 | 29.9836 | 0.60911 | 0.0030456 | 9.1367 | 0.59747 | 0.0028531 | 5.2011 | 1.9989 | 0.0099945 | 29.9836 | 0.60911 | 0.0030456 | 9.1367 | 0.59747 | 0.0028531 | 5.2011
MD | INSIG | INDUSTRIAL | NOAA - NATIONAL OCEAN SERVICE LABORATORY | MD0071030 | 001 | 1 | 0% | 0.11333 | 0.11333 | 0.0098481 | 0.0018465 | 0 | 4.011 | 0.75205 | 0 | 3.919 | 0.68593 | 0 | 0 | 0 | 0 | 0 | 0 | 0 | 0 | 0 | 0 | 0 | 0 | 28.5889 | 0 | 0 | 9867.6144 | 0 | 0 | 4235.4386
MD | INSIG | INDUSTRIAL | NORRIS E. TAYLOR CONTRACTORS, INC. | MDG499774 | 001 | 1 | 0% | 0.00099955 | 0.00099955 | 1.9945 | 0.0099727 | 29.918 | 6.1017 | 0.030509 | 91.5255 | 5.6432 | 0.027826 | 39.2851 | 1.9989 | 0.0099945 | 29.9836 | 6.085 | 0.030425 | 91.2754 | 5.6278 | 0.02775 | 39.1778 | 1.9989 | 0.0099945 | 29.9836 | 6.085 | 0.030425 | 91.2754 | 5.6278 | 0.02775 | 39.1778
MD | INSIG | INDUSTRIAL | NORTH CHEVY CHASE SWIMP.ASSN. | MDG766476 | 001 | 1 | 0% | 0.020279 | 0.020279 | 1.9945 | 0.19945 | 14.959 | 1.2155 | 0.12155 | 9.1159 | 0.85168 | 0.082396 | 3.5962 | 0.019626 | 0.0019626 | 0.29439 | 1.2121 | 0.12121 | 18.182 | 0.84935 | 0.082171 | 7.1728 | 0.019626 | 0.0019626 | 0.29439 | 1.2121 | 0.12121 | 18.182 | 0.84935 | 0.082171 | 7.1728
MD | INSIG | INDUSTRIAL | NORTH CREEK | MDG766027 | 001 | 1 | 0% | 0.00059931 | 0.00059931 | 1.9945 | 0.19945 | 14.959 | 1.2155 | 0.12155 | 9.1159 | 0.90712 | 0.075908 | 4.5722 | 0.6641 | 0.06641 | 9.9615 | 1.2121 | 0.12121 | 18.182 | 0.90464 | 0.075701 | 9.1194 | 0.6641 | 0.06641 | 9.9615 | 1.2121 | 0.12121 | 18.182 | 0.90464 | 0.075701 | 9.1194
MD | INSIG | INDUSTRIAL | NORTH KEYS ROAD PROPERTY, LLC | MDG492352 | 001 | 1 | 0% | 0.00099955 | 0.00099955 | 1.9945 | 0.0099727 | 29.918 | 6.1017 | 0.030509 | 91.5255 | 4.1472 | 0.020065 | 34.1296 | 1.9989 | 0.0099945 | 29.9836 | 6.085 | 0.030425 | 91.2754 | 4.1359 | 0.02001 | 34.0364 | 1.9989 | 0.0099945 | 29.9836 | 6.085 | 0.030425 | 91.2754 | 4.1359 | 0.02001 | 34.0364
MD | INSIG | INDUSTRIAL | NORTH SEVERNA PARK POOL | MDG766662 | 001 | 1 | 0% | 0.0095393 | 0.0095393 | 1.9945 | 0.19945 | 14.959 | 1.2155 | 0.12155 | 9.1159 | 1.106 | 0.076571 | 2.2667 | 0.041722 | 0.0041722 | 0.62583 | 1.2121 | 0.12121 | 18.182 | 1.103 | 0.076361 | 4.5211 | 0.041722 | 0.0041722 | 0.62583 | 1.2121 | 0.12121 | 18.182 | 1.103 | 0.076361 | 4.5211
MD | INSIG | INDUSTRIAL | NORTHEAST MD WASTE DISPOSAL | MD0065447 | 001 | 1 | 0% | 0.12842 | 0.12842 | 4.7728 | 0 | 8.5651 | 2050.9174 | 0 | 3680.4873 | 1795.8822 | 0 | 1735.7214 | 5.0053 | 0.75337 | 9.3965 | 1957.5634 | 294.6407 | 3674.9579 | 1714.137 | 194.6608 | 1733.1137 | 5.0053 | 1.2513 | 18.7699 | 1957.5634 | 489.3908 | 7340.8627 | 1714.137 | 323.3267 | 3461.958
MD | INSIG | INDUSTRIAL | NORTHROP GRUMMAN CORPORATION | MD0068730 | 001 | 1 | 0% | 0.0098697 | 0.0098697 | 0 | 0 | 0.55066 | 0 | 0 | 20.5997 | 0 | 0 | 4.7288 | 0.10241 | 0.054863 | 0.68429 | 3.0783 | 1.6491 | 20.5688 | 2.4278 | 0.85584 | 4.7217 | 0.3645 | 0.091126 | 1.3669 | 10.9565 | 2.7391 | 41.0869 | 8.641 | 1.4215 | 9.4318
MD | INSIG | INDUSTRIAL | NORTHROP GRUMMAN SYSTEMS CORP. | MD0000868 | 001 | 1.0444 | 4.442% |  | 0.0077947 | 5.9 | 1.3 | 30 | 140.0607 | 30.8608 | 712.1733 | 95.7027 | 11.8964 | 145.4211 | 5.9 | 1.3 | 30 | 140.0607 | 30.8608 | 712.1733 | 95.7027 | 11.8964 | 145.4211 | 5.9 | 1.3 | 30 | 140.0607 | 30.8608 | 712.1733 | 95.7027 | 11.8964 | 145.4211
MD | INSIG | INDUSTRIAL | NOXELL CORPORATION - BALTIMORE | MD0002348 | 001 | 1 | 0% | 0.0056979 | 0.0056979 | 0 | 0 | 151.6254 | 0 | 0 | 935.1368 | 0 | 0 | 58.6639 | 2.0554 | 0 | 53.8071 | 35.6672 | 0 | 933.7318 | 12.0919 | 0 | 58.5758 | 10.2417 | 0 | 107.4817 | 177.727 | 0 | 1865.1635 | 60.2529 | 0 | 117.0073
MD | INSIG | INDUSTRIAL | NuStar Terminal Operations Partnership, L.P. | MD0052191 | 001 | 1.0477 | 4.773% |  | 0.012802 | 8 | 0 | 30 | 311.9209 | 0 | 1169.7035 | 311.5433 | 0 | 781.0432 | 8 | 0 | 30 | 311.9209 | 0 | 1169.7035 | 311.5433 | 0 | 781.0432 | 8 | 0 | 30 | 311.9209 | 0 | 1169.7035 | 311.5433 | 0 | 781.0432
MD | INSIG | INDUSTRIAL | NUSTAR TERMINALS OPERATIONS PARTNERSHIP L.P. | MD0024716 | 001 | 1 | 0% | 0.069 | 0.069 | 11.1694 | 5.9836 | 14.959 | 2358.4416 | 1263.4509 | 3158.6272 | 2358.4416 | 1263.4509 | 3158.6272 | 7.9945 | 1.9986 | 15.0082 | 1679.9984 | 419.9996 | 3153.8818 | 1679.9984 | 419.9996 | 3153.8818 | 7.9945 | 1.9986 | 29.9795 | 1679.9984 | 419.9996 | 6299.9941 | 1679.9984 | 419.9996 | 6299.9941
MD | INSIG | INDUSTRIAL | OAK GROVE MARINA | MDG999134 | 001 | 1 | 0% | 0.00010005 | 0.00010005 | 1.9945 | 0.0099727 | 29.918 | 0.61078 | 0.0030539 | 9.1617 | 0.61078 | 0.0030539 | 9.1617 | 1.9989 | 0.0099945 | 29.9836 | 0.60911 | 0.0030456 | 9.1367 | 0.60911 | 0.0030456 | 9.1367 | 1.9989 | 0.0099945 | 29.9836 | 0.60911 | 0.0030456 | 9.1367 | 0.60911 | 0.0030456 | 9.1367
MD | INSIG | INDUSTRIAL | OAK HARBOR MARINA | MDG999255 | 001 | 1 | 0% | 0.00010005 | 0.00010005 | 1.9945 | 0.0099727 | 29.918 | 0.61078 | 0.0030539 | 9.1617 | 0.6093 | 0.003043 | 5.1229 | 1.9989 | 0.0099945 | 29.9836 | 0.60911 | 0.0030456 | 9.1367 | 0.60763 | 0.0030347 | 5.1089 | 1.9989 | 0.0099945 | 29.9836 | 0.60911 | 0.0030456 | 9.1367 | 0.60763 | 0.0030347 | 5.1089
MD | INSIG | INDUSTRIAL | OAKHAMPTON ASSOCIATION,INC. | MDG766572 | 001 | 1 | 0% | 0.0057793 | 0.0057793 | 1.9945 | 0.19945 | 14.959 | 1.2155 | 0.12155 | 9.1159 | 0.52794 | 0.050487 | 0.5388 | 0.068866 | 0.0068866 | 1.033 | 1.2121 | 0.12121 | 18.182 | 0.52649 | 0.050349 | 1.0747 | 0.068866 | 0.0068866 | 1.033 | 1.2121 | 0.12121 | 18.182 | 0.52649 | 0.050349 | 1.0747
MD | INSIG | INDUSTRIAL | OAKLEIGH FOREST | MDG767023 | 001 | 1 | 0% | 5e-05 | 5e-05 | 1.9945 | 0.19945 | 14.959 | 0.30518 | 0.030518 | 2.2889 | 0.28579 | 0.024842 | 1.0182 | 1.9986 | 0.19986 | 15.0082 | 0.30435 | 0.030435 | 2.2854 | 0.28501 | 0.024774 | 1.0166 | 1.9986 | 0.19986 | 29.9795 | 0.30435 | 0.030435 | 4.5652 | 0.28501 | 0.024774 | 2.0307
MD | INSIG | INDUSTRIAL | OAKVIEW POOL | MDG766271 | 001 | 1 | 0% | 5e-05 | 5e-05 | 1.9945 | 0.19945 | 14.959 | 0.30518 | 0.030518 | 2.2889 | 0.22226 | 0.029292 | 1.6251 | 1.9986 | 0.19986 | 15.0082 | 0.30435 | 0.030435 | 2.2854 | 0.22165 | 0.029212 | 1.6226 | 1.9986 | 0.19986 | 29.9795 | 0.30435 | 0.030435 | 4.5652 | 0.22165 | 0.029212 | 3.2413
MD | INSIG | INDUSTRIAL | OLD REICHS FORD MUNICIPAL LAND | MD0061093 | 001 | 1 | 0% | 0.10283 | 0.10283 | 13.8013 | 0.067981 | 10.4272 | 4623.0241 | 22.7716 | 3492.8008 | 3711.4427 | 14.5865 | 1909.5137 | 5.932 | 0.9509 | 11.1362 | 1857.7374 | 297.7954 | 3487.5534 | 1491.4233 | 190.7542 | 1906.6449 | 5.932 | 1.483 | 22.2451 | 1857.7374 | 464.4344 | 6966.5153 | 1491.4233 | 297.4955 | 3808.5929
MD | INSIG | INDUSTRIAL | OLE MINK FARM REC. RESORT | MDG766215 | 001 | 1 | 0% | 0.0011593 | 0.0011593 | 1.9945 | 0.19945 | 14.959 | 1.2155 | 0.12155 | 9.1159 | 0.69719 | 0.05977 | 3.6806 | 0.34331 | 0.034331 | 5.1496 | 1.2121 | 0.12121 | 18.182 | 0.69528 | 0.059607 | 7.3411 | 0.34331 | 0.034331 | 5.1496 | 1.2121 | 0.12121 | 18.182 | 0.69528 | 0.059607 | 7.3411
MD | INSIG | INDUSTRIAL | OSPREY POINT CONF/RET CENTER | MDG766967 | 001 | 1 | 0% | 0.0016593 | 0.0016593 | 1.9945 | 0.19945 | 14.959 | 1.2155 | 0.12155 | 9.1159 | 1.2054 | 0.11835 | 5.9506 | 0.23986 | 0.023986 | 3.5979 | 1.2121 | 0.12121 | 18.182 | 1.2021 | 0.11803 | 11.8688 | 0.23986 | 0.023986 | 3.5979 | 1.2121 | 0.12121 | 18.182 | 1.2021 | 0.11803 | 11.8688
MD | INSIG | INDUSTRIAL | OTTER CREEK MARINA | MDG999272 | 001 | 1 | 0% | 0.00010005 | 0.00010005 | 1.9945 | 0.0099727 | 29.918 | 0.61078 | 0.0030539 | 9.1617 | 0.57279 | 0.0025086 | 4.8151 | 1.9989 | 0.0099945 | 29.9836 | 0.60911 | 0.0030456 | 9.1367 | 0.57123 | 0.0025018 | 4.802 | 1.9989 | 0.0099945 | 29.9836 | 0.60911 | 0.0030456 | 9.1367 | 0.57123 | 0.0025018 | 4.802
MD | INSIG | INDUSTRIAL | OVERLOOK COMMUNITY POOL | MDG766298 | 001 | 1 | 0% | 5e-05 | 5e-05 | 1.9945 | 0.19945 | 14.959 | 0.30518 | 0.030518 | 2.2889 | 0.28092 | 0.024107 | 1.8856 | 1.9986 | 0.19986 | 15.0082 | 0.30435 | 0.030435 | 2.2854 | 0.28015 | 0.024042 | 1.8828 | 1.9986 | 0.19986 | 29.9795 | 0.30435 | 0.030435 | 4.5652 | 0.28015 | 0.024042 | 3.7609
MD | INSIG | INDUSTRIAL | OWINGS MILLS NEWTOWN # 3 | MDG766513 | 001 | 1 | 0% | 0.010139 | 0.010139 | 1.9945 | 0.19945 | 14.959 | 1.2155 | 0.12155 | 9.1159 | 0.55038 | 0.07014 | 3.696 | 0.039253 | 0.0039253 | 0.5888 | 1.2121 | 0.12121 | 18.182 | 0.54888 | 0.069949 | 7.3718 | 0.039253 | 0.0039253 | 0.5888 | 1.2121 | 0.12121 | 18.182 | 0.54888 | 0.069949 | 7.3718
MD | INSIG | INDUSTRIAL | OWINGS MILLS S.P.-MCDONOGH TWP | MDG766609 | 001 | 1 | 0% | 0.018019 | 0.018019 | 1.9945 | 0.19945 | 14.959 | 1.2155 | 0.12155 | 9.1159 | 0.58626 | 0.07014 | 3.696 | 0.022087 | 0.0022087 | 0.33131 | 1.2121 | 0.12121 | 18.182 | 0.58466 | 0.069949 | 7.3718 | 0.022087 | 0.0022087 | 0.33131 | 1.2121 | 0.12121 | 18.182 | 0.58466 | 0.069949 | 7.3718
MD | INSIG | INDUSTRIAL | OXFORD BOATYARD | MDG999108 | 001 | 1 | 0% | 0.00010005 | 0.00010005 | 1.9945 | 0.0099727 | 29.918 | 0.61078 | 0.0030539 | 9.1617 | 0.61078 | 0.0030539 | 9.1617 | 1.9989 | 0.0099945 | 29.9836 | 0.60911 | 0.0030456 | 9.1367 | 0.60911 | 0.0030456 | 9.1367 | 1.9989 | 0.0099945 | 29.9836 | 0.60911 | 0.0030456 | 9.1367 | 0.60911 | 0.0030456 | 9.1367
MD | INSIG | INDUSTRIAL | Oyster Seed Nursery | MD3827S15 | 001 | 1 | 0% | 0.64088 | 0.64088 | 0 | 0 | 0 | 0 | 0 | 0 | 0 | 0 | 0 | 0 | 0 | 0 | 0 | 0 | 0 | 0 | 0 | 0
MD | INSIG | INDUSTRIAL | P. FLANIGAN & SONS INC. - MONROE STREET | MDG490864 | 001 | 1 | 0% | 0.00099955 | 0.00099955 | 1.9945 | 0.0099727 | 29.918 | 6.1017 | 0.030509 | 91.5255 | 3.7519 | 0.020883 | 40.2057 | 1.9989 | 0.0099945 | 29.9836 | 6.085 | 0.030425 | 91.2754 | 3.7417 | 0.020826 | 40.0958 | 1.9989 | 0.0099945 | 29.9836 | 6.085 | 0.030425 | 91.2754 | 3.7417 | 0.020826 | 40.0958
MD | INSIG | INDUSTRIAL | P. FLANIGAN & SONS, INC. | MDG491014 | 001 | 1 | 0% | 0.00099955 | 0.00099955 | 1.9945 | 0.0099727 | 29.918 | 6.1017 | 0.030509 | 91.5255 | 3.7519 | 0.020883 | 40.2057 | 1.9989 | 0.0099945 | 29.9836 | 6.085 | 0.030425 | 91.2754 | 3.7417 | 0.020826 | 40.0958 | 1.9989 | 0.0099945 | 29.9836 | 6.085 | 0.030425 | 91.2754 | 3.7417 | 0.020826 | 40.0958
MD | INSIG | INDUSTRIAL | PALISADES SWIMMING POOL | MDG766630 | 001 | 1 | 0% | 0.00021931 | 0.00021931 | 1.9945 | 0.19945 | 14.959 | 1.2155 | 0.12155 | 9.1159 | 0.22425 | 0.071696 | 4.8212 | 1.8148 | 0.18148 | 15.0112 | 1.2121 | 0.12121 | 10.0263 | 0.22364 | 0.0715 | 5.3027 | 1.8148 | 0.18148 | 27.2219 | 1.2121 | 0.12121 | 18.182 | 0.22364 | 0.0715 | 9.616
MD | INSIG | INDUSTRIAL | PARK PLACE MIXED USE DEV. | MD0068861 | 001 | 1 | 0% | 0.023467 | 0.023467 | 1.1487 | 0.083313 | 1.9935 | 127.0572 | 9.2152 | 220.5025 | 126.1006 | 8.9742 | 119.857 | 0.017034 | 0.0042584 | 0.063877 | 1.2174 | 0.30435 | 4.5652 | 1.2082 | 0.29639 | 2.4815 | 0.017034 | 0.0042584 | 0.063877 | 1.2174 | 0.30435 | 4.5652 | 1.2082 | 0.29639 | 2.4815
MD | INSIG | INDUSTRIAL | PARKVIEW TRAIL H.O.A. | MDG766708 | 001 | 1 | 0% | 0.020359 | 0.020359 | 1.9945 | 0.19945 | 14.959 | 1.2155 | 0.12155 | 9.1159 | 0.70983 | 0.072038 | 3.1277 | 0.019549 | 0.0019549 | 0.29323 | 1.2121 | 0.12121 | 18.182 | 0.70789 | 0.071841 | 6.2382 | 0.019549 | 0.0019549 | 0.29323 | 1.2121 | 0.12121 | 18.182 | 0.70789 | 0.071841 | 6.2382
MD | INSIG | INDUSTRIAL | PASADENA YACHT YARD, INC. | MDG999115 | 001 | 1 | 0% | 0.00010005 | 0.00010005 | 1.9945 | 0.0099727 | 29.918 | 0.61078 | 0.0030539 | 9.1617 | 0.61078 | 0.0030539 | 9.1617 | 1.9989 | 0.0099945 | 29.9836 | 0.60911 | 0.0030456 | 9.1367 | 0.60911 | 0.0030456 | 9.1367 | 1.9989 | 0.0099945 | 29.9836 | 0.60911 | 0.0030456 | 9.1367 | 0.60911 | 0.0030456 | 9.1367
MD | INSIG | INDUSTRIAL | PATAPSCO VALLEY OVERLOOK | MDG766500 | 001 | 1 | 0% | 0.012159 | 0.012159 | 1.9945 | 0.19945 | 14.959 | 1.2155 | 0.12155 | 9.1159 | 0.64249 | 0.055787 | 2.4663 | 0.032732 | 0.0032732 | 0.49098 | 1.2121 | 0.12121 | 18.182 | 0.64073 | 0.055635 | 4.919 | 0.032732 | 0.0032732 | 0.49098 | 1.2121 | 0.12121 | 18.182 | 0.64073 | 0.055635 | 4.919
MD | INSIG | INDUSTRIAL | PATAPSCO WASTEWATER TREATMENT PLANT | MD0070791 | 001 | 1 | 0% | 0.08823 | 0.08823 | 0 | 0 | 0 | 0 | 0 | 0 | 0 | 0 | 0 | 0 | 0 | 0 | 0 | 0 | 0 | 0 | 0 | 0 | 0 | 0 | 0 | 0 | 0 | 0 | 0 | 0 | 0
MD | INSIG | INDUSTRIAL | PATRIOT MINING CO,INC. | MDG851737 | 001 | 1 | 0% | 5e-05 | 5e-05 | 11.1694 | 5.9836 | 14.959 | 1.709 | 0.91554 | 2.2889 | 1.3943 | 0.58023 | 0.25646 | 7.9945 | 1.9986 | 15.0082 | 1.2174 | 0.30435 | 2.2854 | 0.99323 | 0.19288 | 0.25608 | 7.9945 | 1.9986 | 29.9795 | 1.2174 | 0.30435 | 4.5652 | 0.99323 | 0.19288 | 0.51152
MD | INSIG | INDUSTRIAL | PATRIOT MINING COMPANY - VINDEX/DOUGLAS MINE | MDG859605 | 001 | 1 | 0% | 0.00099955 | 0.00099955 | 5.0077 | 0.0099727 | 29.918 | 15.3196 | 0.030509 | 91.5255 | 11.7087 | 0.017495 | 7.3986 | 5.0187 | 0.0099945 | 29.9836 | 15.2778 | 0.030425 | 91.2754 | 11.6767 | 0.017447 | 7.3784 | 5.0187 | 0.0099945 | 29.9836 | 15.2778 | 0.030425 | 91.2754 | 11.6767 | 0.017447 | 7.3784
MD | INSIG | INDUSTRIAL | PATTERSON PARK | MD0069141 | 001 | 1 | 0% | 0.019536 | 0.019536 | 0 | 0 | 41.4945 | 0 | 0 | 1831.0425 | 0 | 0 | 1096.856 | 51.0095 | 0 | 30.7291 | 3034.9216 | 0 | 1828.2916 | 3028.1765 | 0 | 1095.2081 | 127.0884 | 0 | 61.3824 | 7561.3947 | 0 | 3652.0792 | 7544.5895 | 0 | 2187.7182
MD | INSIG | INDUSTRIAL | PATUXENT MATERIALS, INC. - BALTIMORE | MDG491836 | 001 | 1 | 0% | 0.00016696 | 0.00016696 | 1.9945 | 0.0099727 | 29.918 | 1.0197 | 0.0050987 | 15.296 | 0.63803 | 0.0037083 | 7.0902 | 2 | 0.01 | 30 | 1.017 | 0.0050848 | 15.2543 | 0.63628 | 0.0036982 | 7.0709 | 2 | 0.01 | 30 | 1.017 | 0.0050848 | 15.2543 | 0.63628 | 0.0036982 | 7.0709
MD | INSIG | INDUSTRIAL | PATUXENT RIVER OYSTER COMPANY | MDG521009 | 001 | 1 | 0% | 0.00099955 | 0.00099955 | 7.9781 | 0.0099727 | 29.918 | 24.4068 | 0.030509 | 91.5255 | 19.9171 | 0.020178 | 35.1957 | 7.9956 | 0.0099945 | 29.9836 | 24.3401 | 0.030425 | 91.2754 | 19.8627 | 0.020123 | 35.0995 | 7.9956 | 0.0099945 | 29.9836 | 24.3401 | 0.030425 | 91.2754 | 19.8627 | 0.020123 | 35.0995
MD | INSIG | INDUSTRIAL | PAUL'S PRIDE SEAFOOD | MDG523072 | 001 | 1 | 0% | 5e-05 | 5e-05 | 4.4877 | 0.49863 | 14.959 | 0.68666 | 0.076295 | 2.2889 | 0.51682 | 0.044921 | 0.12822 | 4.4969 | 0.49966 | 15.0082 | 0.68478 | 0.076087 | 2.2854 | 0.51541 | 0.044799 | 0.12803 | 4.4969 | 0.49966 | 29.9795 | 0.68478 | 0.076087 | 4.5652 | 0.51541 | 0.044799 | 0.25574
MD | INSIG | INDUSTRIAL | PEP - UP, INC. | MDG342002 | 001 | 1 | 0% | 0.0075 | 0.0075 | 11.1694 | 5.9836 | 14.959 | 256.3524 | 137.3316 | 343.329 | 111.9084 | 25.6121 | 5.4983 | 7.9945 | 1.9986 | 15.0082 | 182.6085 | 45.6521 | 342.8132 | 79.7162 | 8.514 | 5.4901 | 7.9945 | 1.9986 | 29.9795 | 182.6085 | 45.6521 | 684.782 | 79.7162 | 8.514 | 10.9666
MD | INSIG | INDUSTRIAL | PERCONTEE, INC. - MCCENEY PIT | MDG499863 | 001 | 1 | 0% | 0.00099955 | 0.00099955 | 1.9945 | 0.0099727 | 29.918 | 6.1017 | 0.030509 | 91.5255 | 5.436 | 0.030567 | 101.3237 | 1.9989 | 0.0099945 | 29.9836 | 6.085 | 0.030425 | 91.2754 | 5.4211 | 0.030483 | 101.0469 | 1.9989 | 0.0099945 | 29.9836 | 6.085 | 0.030425 | 91.2754 | 5.4211 | 0.030483 | 101.0469
MD | INSIG | INDUSTRIAL | PERDUE FARMS, INC. | MD0000060 | 001 | 1 | 0% | 0.20107 | 0.20107 | 4.5018 | 0 | 7.0898 | 3095.6555 | 0 | 4875.2724 | 1192.1597 | 0 | 516.8154 | 2.4216 | 0.02508 | 7.9495 | 1482.8954 | 15.3579 | 4867.948 | 571.0739 | 10.0076 | 516.0389 | 2.4216 | 0.12497 | 15.8794 | 1482.8954 | 76.5271 | 9723.904 | 571.0739 | 49.8672 | 1030.8066
MD | INSIG | INDUSTRIAL | PETRINI SHIPYARD | MDG999267 | 001 | 1 | 0% | 0.00010005 | 0.00010005 | 1.9945 | 0.0099727 | 29.918 | 0.61078 | 0.0030539 | 9.1617 | 0.61078 | 0.0030539 | 9.1617 | 1.9989 | 0.0099945 | 29.9836 | 0.60911 | 0.0030456 | 9.1367 | 0.60911 | 0.0030456 | 9.1367 | 1.9989 | 0.0099945 | 29.9836 | 0.60911 | 0.0030456 | 9.1367 | 0.60911 | 0.0030456 | 9.1367
MD | INSIG | INDUSTRIAL | PETROLEUM FUEL AND TERMINAL CO | MD0024708 | 001 | 1 | 0% | 0.029954 | 0.029954 | 0 | 0 | 14.959 | 0 | 0 | 1371.2154 | 0 | 0 | 391.3649 | 0 | 0 | 15.0082 | 0 | 0 | 1369.1554 | 0 | 0 | 390.7769 | 0 | 0 | 29.9795 | 0 | 0 | 2734.9379 | 0 | 0 | 780.5912
MD | INSIG | INDUSTRIAL | PETROLEUM FUEL AND TERMINAL CO | MD0057673 | 001 | 1 | 0% | 0.030071 | 0.030071 | 0 | 0 | 14.959 | 0 | 0 | 1376.5632 | 0 | 0 | 824.6076 | 0 | 0 | 15.0082 | 0 | 0 | 1374.4951 | 0 | 0 | 823.3687 | 0 | 0 | 29.9795 | 0 | 0 | 2745.6042 | 0 | 0 | 1644.7091
MD | INSIG | INDUSTRIAL | PG CO YARD WASTE COMP. FAC | MD0065111 | 001 | 1 | 0% | 0.0037104 | 0.0037104 | 14.8043 | 5.6805 | 46.7159 | 135.3699 | 51.9419 | 427.1671 | 131.6277 | 48.4802 | 182.1541 | 1.6771e-05 | 0 | 0.00023491 | 0.00018952 | 0 | 0.0026546 | 0.00018428 | 0 | 0.001132 | 1.6771e-05 | 0 | 0.00023491 | 0.00018952 | 0 | 0.0026546 | 0.00018428 | 0 | 0.001132
MD | INSIG | INDUSTRIAL | PHELP'S LUCK POOL | MDG766185 | 001 | 1 | 0% | 0.011039 | 0.011039 | 1.9945 | 0.19945 | 14.959 | 1.2155 | 0.12155 | 9.1159 | 0.86859 | 0.090853 | 3.3586 | 0.036053 | 0.0036053 | 0.54079 | 1.2121 | 0.12121 | 18.182 | 0.86622 | 0.090605 | 6.6988 | 0.036053 | 0.0036053 | 0.54079 | 1.2121 | 0.12121 | 18.182 | 0.86622 | 0.090605 | 6.6988
MD | INSIG | INDUSTRIAL | PHILLIP MOORE PIT | MDG499719 | 001 | 1 | 0% | 0.00099955 | 0.00099955 | 1.9945 | 0.0099727 | 29.918 | 6.1017 | 0.030509 | 91.5255 | 4.9159 | 0.019285 | 28.0588 | 1.9989 | 0.0099945 | 29.9836 | 6.085 | 0.030425 | 91.2754 | 4.9025 | 0.019232 | 27.9821 | 1.9989 | 0.0099945 | 29.9836 | 6.085 | 0.030425 | 91.2754 | 4.9025 | 0.019232 | 27.9821
MD | INSIG | INDUSTRIAL | PHIPPS MARINE RAILWAY | MDG999151 | 001 | 1 | 0% | 0.00010005 | 0.00010005 | 1.9945 | 0.0099727 | 29.918 | 0.61078 | 0.0030539 | 9.1617 | 0.61078 | 0.0030539 | 9.1617 | 1.9989 | 0.0099945 | 29.9836 | 0.60911 | 0.0030456 | 9.1367 | 0.60911 | 0.0030456 | 9.1367 | 1.9989 | 0.0099945 | 29.9836 | 0.60911 | 0.0030456 | 9.1367 | 0.60911 | 0.0030456 | 9.1367
MD | INSIG | INDUSTRIAL | PICCIRILLI QUARRY | MDG499891 | 001 | 1 | 0% | 0.00099955 | 0.00099955 | 1.9945 | 0.0099727 | 29.918 | 6.1017 | 0.030509 | 91.5255 | 3.1378 | 0.010976 | 21.0332 | 1.9989 | 0.0099945 | 29.9836 | 6.085 | 0.030425 | 91.2754 | 3.1292 | 0.010946 | 20.9757 | 1.9989 | 0.0099945 | 29.9836 | 6.085 | 0.030425 | 91.2754 | 3.1292 | 0.010946 | 20.9757
MD | INSIG | INDUSTRIAL | PINE MOUNTAIN COAL - WEIR-JONES MINE | MDG852892 | 001 | 1 | 0% | 0.00099955 | 0.00099955 | 5.0077 | 0.0099727 | 29.918 | 15.3196 | 0.030509 | 91.5255 | 7.8939 | 0.015995 | 51.4875 | 5.0187 | 0.0099945 | 29.9836 | 15.2778 | 0.030425 | 91.2754 | 7.8723 | 0.015951 | 51.3468 | 5.0187 | 0.0099945 | 29.9836 | 15.2778 | 0.030425 | 91.2754 | 7.8723 | 0.015951 | 51.3468
MD | INSIG | INDUSTRIAL | PINESBURG QUARRY | MDG491405 | 001 | 1 | 0% | 0.00099968 | 0.00099968 | 1.9936 | 0.0099679 | 29.918 | 6.0988 | 0.030494 | 91.5255 | 6.2888 | 0.023353 | 69.3522 | 1.9977 | 0.0099884 | 29.9795 | 6.0821 | 0.030411 | 91.2754 | 6.2717 | 0.023289 | 69.1627 | 1.9977 | 0.0099884 | 29.9795 | 6.0821 | 0.030411 | 91.2754 | 6.2717 | 0.023289 | 69.1627
MD | INSIG | INDUSTRIAL | PINEY ORCHARD ISLAND POOL | MDG766995 | 001 | 1 | 0% | 5e-05 | 5e-05 | 1.9945 | 0.19945 | 14.959 | 0.30518 | 0.030518 | 2.2889 | 0.24999 | 0.026592 | 0.55459 | 1.9986 | 0.19986 | 15.0082 | 0.30435 | 0.030435 | 2.2854 | 0.24931 | 0.026519 | 0.55376 | 1.9986 | 0.19986 | 29.9795 | 0.30435 | 0.030435 | 4.5652 | 0.24931 | 0.026519 | 1.1062
MD | INSIG | INDUSTRIAL | PINEY ORCHARD OUTDOOR POOL | MDG766993 | 001 | 1 | 0% | 5e-05 | 5e-05 | 1.9945 | 0.19945 | 14.959 | 0.30518 | 0.030518 | 2.2889 | 0.24326 | 0.026592 | 0.55459 | 1.9986 | 0.19986 | 15.0082 | 0.30435 | 0.030435 | 2.2854 | 0.2426 | 0.026519 | 0.55376 | 1.9986 | 0.19986 | 29.9795 | 0.30435 | 0.030435 | 4.5652 | 0.2426 | 0.026519 | 1.1062
MD | INSIG | INDUSTRIAL | PINEY ORCHARD ROTARY POOL | MDG766994 | 001 | 1 | 0% | 5e-05 | 5e-05 | 1.9945 | 0.19945 | 14.959 | 0.30518 | 0.030518 | 2.2889 | 0.24999 | 0.026592 | 0.55459 | 1.9986 | 0.19986 | 15.0082 | 0.30435 | 0.030435 | 2.2854 | 0.24931 | 0.026519 | 0.55376 | 1.9986 | 0.19986 | 29.9795 | 0.30435 | 0.030435 | 4.5652 | 0.24931 | 0.026519 | 1.1062
MD | INSIG | INDUSTRIAL | PLANTATIONS II COMM.ASSO.INC | MDG766624 | 001 | 1 | 0% | 0.00019931 | 0.00019931 | 1.9945 | 0.19945 | 14.959 | 1.2155 | 0.12155 | 9.1159 | 0.93028 | 0.075908 | 4.5722 | 1.9969 | 0.19969 | 15.0082 | 1.2121 | 0.12121 | 9.1101 | 0.92774 | 0.075701 | 4.5693 | 1.9969 | 0.19969 | 29.9535 | 1.2121 | 0.12121 | 18.182 | 0.92774 | 0.075701 | 9.1194
MD | INSIG | INDUSTRIAL | PLEASURE COVE MARINA | MDG999247 | 001 | 1 | 0% | 0.00010005 | 0.00010005 | 1.9945 | 0.0099727 | 29.918 | 0.61078 | 0.0030539 | 9.1617 | 0.61078 | 0.0030539 | 9.1617 | 1.9989 | 0.0099945 | 29.9836 | 0.60911 | 0.0030456 | 9.1367 | 0.60911 | 0.0030456 | 9.1367 | 1.9989 | 0.0099945 | 29.9836 | 0.60911 | 0.0030456 | 9.1367 | 0.60911 | 0.0030456 | 9.1367
MD | INSIG | INDUSTRIAL | Plymouth Tunnel Construction Dewatering | MD0071757 | 001 | 1 | 0% | 0.34607 | 0.34607 | 0 | 0 | 29.9035 | 0 | 0 | 31647.4685 | 0 | 0 | 31647.4685 | 0 | 0 | 29.9927 | 0 | 0 | 31611.9173 | 0 | 0 | 31611.9173
MD | INSIG | INDUSTRIAL | POCAHONTAS CREEK MARINA | MDG999121 | 001 | 1 | 0% | 0.00010005 | 0.00010005 | 1.9945 | 0.0099727 | 29.918 | 0.61078 | 0.0030539 | 9.1617 | 0.61078 | 0.0030539 | 9.1617 | 1.9989 | 0.0099945 | 29.9836 | 0.60911 | 0.0030456 | 9.1367 | 0.60911 | 0.0030456 | 9.1367 | 1.9989 | 0.0099945 | 29.9836 | 0.60911 | 0.0030456 | 9.1367 | 0.60911 | 0.0030456 | 9.1367
MD | INSIG | INDUSTRIAL | POCOMOKE CITY PLANT | MDG498027 | 001 | 1 | 0% | 0.00016696 | 0.00016696 | 1.9945 | 0.0099727 | 29.918 | 1.0197 | 0.0050987 | 15.296 | 0.90502 | 0.0049464 | 6.8384 | 2 | 0.01 | 30 | 1.017 | 0.0050848 | 15.2543 | 0.90255 | 0.0049328 | 6.8197 | 2 | 0.01 | 30 | 1.017 | 0.0050848 | 15.2543 | 0.90255 | 0.0049328 | 6.8197
MD | INSIG | INDUSTRIAL | POCOMOKE PIT, LLC | MDG499791 | 001 | 1 | 0% | 0.00099955 | 0.00099955 | 1.9945 | 0.0099727 | 29.918 | 6.1017 | 0.030509 | 91.5255 | 3.811 | 0.02437 | 17.3102 | 1.9989 | 0.0099945 | 29.9836 | 6.085 | 0.030425 | 91.2754 | 3.8006 | 0.024303 | 17.2629 | 1.9989 | 0.0099945 | 29.9836 | 6.085 | 0.030425 | 91.2754 | 3.8006 | 0.024303 | 17.2629
MD | INSIG | INDUSTRIAL | POCOMOKE WASTEWATER TREATMENT PLANT | MD0071137 | 001 | 1 | 0% | 0.57639 | 0.57639 | 0 | 0 | 0 | 0 | 0 | 0 | 0 | 0 | 0 | 0 | 0 | 0 | 0 | 0 | 0 | 0 | 0 | 0 | 0 | 0 | 0 | 0 | 0 | 0 | 0 | 0 | 0
MD | INSIG | INDUSTRIAL | PODICKORY POINT YACHT/BEACH CL | MDG766458 | 001 | 1 | 0% | 0.0615 | 0.0615 | 11.1694 | 5.9836 | 14.959 | 2102.0893 | 1126.1193 | 2815.2982 | 2102.0893 | 1126.1193 | 2815.2982 | 7.9945 | 1.9986 | 15.0082 | 1497.3899 | 374.3475 | 2811.0686 | 1497.3899 | 374.3475 | 2811.0686 | 7.9945 | 1.9986 | 29.9795 | 1497.3899 | 374.3475 | 5615.2122 | 1497.3899 | 374.3475 | 5615.2122
MD | INSIG | INDUSTRIAL | POINT LOOKOUT MARINA | MDG999112 | 001 | 1 | 0% | 0.00010005 | 0.00010005 | 1.9945 | 0.0099727 | 29.918 | 0.61078 | 0.0030539 | 9.1617 | 0.59381 | 0.0027901 | 4.3009 | 1.9989 | 0.0099945 | 29.9836 | 0.60911 | 0.0030456 | 9.1367 | 0.59219 | 0.0027825 | 4.2891 | 1.9989 | 0.0099945 | 29.9836 | 0.60911 | 0.0030456 | 9.1367 | 0.59219 | 0.0027825 | 4.2891
MD | INSIG | INDUSTRIAL | POND HILL SURFACE MINE | MDG859630 | 001 | 1 | 0% | 0.00099968 | 0.00099968 | 5.0053 | 0.0099679 | 29.918 | 15.3123 | 0.030494 | 91.5255 | 8.6073 | 0.015987 | 51.4875 | 5.0156 | 0.0099884 | 29.9795 | 15.2704 | 0.030411 | 91.2754 | 8.5838 | 0.015944 | 51.3468 | 5.0156 | 0.0099884 | 29.9795 | 15.2704 | 0.030411 | 91.2754 | 8.5838 | 0.015944 | 51.3468
MD | INSIG | INDUSTRIAL | POPLAR ISLAND DMCF | MD_POPLAR | 001 | 1.128 | 12.8% |  | 3.47 | 18.9546 | 0.5352 | 120 | 200314 | 5656 | 1268171.184 | 200314 | 5656 | 1268171.184 | 18.9546 | 0.5352 | 120 | 200314 | 5656 | 1268171.184 | 200314 | 5656 | 1268171.184 | 18.9546 | 0.5352 | 120 | 200314 | 5656 | 1268171.184 | 200314 | 5656 | 1268171.184
MD | INSIG | INDUSTRIAL | PORT ANNAPOLIS MARINA | MDG999104 | 001 | 1 | 0% | 0.00010005 | 0.00010005 | 1.9945 | 0.0099727 | 29.918 | 0.61078 | 0.0030539 | 9.1617 | 0.61078 | 0.0030539 | 9.1617 | 1.9989 | 0.0099945 | 29.9836 | 0.60911 | 0.0030456 | 9.1367 | 0.60911 | 0.0030456 | 9.1367 | 1.9989 | 0.0099945 | 29.9836 | 0.60911 | 0.0030456 | 9.1367 | 0.60911 | 0.0030456 | 9.1367
MD | INSIG | INDUSTRIAL | PORT TOBACCO MARINA, INC. | MD0071081 | 001 | 1 | 0% | 7.5051e-05 | 7.5051e-05 | 0 | 0 | 398.5082 | 0 | 0 | 91.5255 | 0 | 0 | 91.5255 | 0 | 0 | 399.3265 | 0 | 0 | 91.2754 | 0 | 0 | 91.2754 | 26.609 | 0.13305 | 399.3265 | 6.0821 | 0.030411 | 91.2754 | 6.0821 | 0.030411 | 91.2754
MD | INSIG | INDUSTRIAL | PORTER'S SENECA MARINA | MDG766302 | 001 | 1 | 0% | 0.025059 | 0.025059 | 1.9945 | 0.19945 | 14.959 | 1.2155 | 0.12155 | 9.1159 | 1.1243 | 0.121 | 1.0212 | 0.015882 | 0.0015882 | 0.23823 | 1.2121 | 0.12121 | 18.182 | 1.1213 | 0.12066 | 2.0368 | 0.015882 | 0.0015882 | 0.23823 | 1.2121 | 0.12121 | 18.182 | 1.1213 | 0.12066 | 2.0368
MD | INSIG | INDUSTRIAL | PORTER'S SENECA PARK MARINA | MDG999231 | 001 | 1 | 0% | 0.00010005 | 0.00010005 | 1.9945 | 0.0099727 | 29.918 | 0.61078 | 0.0030539 | 9.1617 | 0.56499 | 0.0030401 | 1.0263 | 1.9989 | 0.0099945 | 29.9836 | 0.60911 | 0.0030456 | 9.1367 | 0.56345 | 0.0030318 | 1.0235 | 1.9989 | 0.0099945 | 29.9836 | 0.60911 | 0.0030456 | 9.1367 | 0.56345 | 0.0030318 | 1.0235
MD | INSIG | INDUSTRIAL | POTTS & CALLAHAN - CYPRUS MINES | MDG490361 | 001 | 1 | 0% | 0.00099968 | 0.00099968 | 1.9936 | 0.0099679 | 29.918 | 6.0988 | 0.030494 | 91.5255 | 5.1299 | 0.023968 | 44.6112 | 1.9977 | 0.0099884 | 29.9795 | 6.0821 | 0.030411 | 91.2754 | 5.1159 | 0.023902 | 44.4893 | 1.9977 | 0.0099884 | 29.9795 | 6.0821 | 0.030411 | 91.2754 | 5.1159 | 0.023902 | 44.4893
MD | INSIG | INDUSTRIAL | PRAXAIR INC. | MD0054101 | 001 | 1 | 0% | 0.00786 | 0.00786 | 0 | 0 | 30.3104 | 0 | 0 | 604.8989 | 0 | 0 | 329.0421 | 2.4061 | 0 | 25.2314 | 57.5982 | 0 | 603.9901 | 57.0569 | 0 | 328.5478 | 11.9896 | 0 | 50.4007 | 287.0075 | 0 | 1206.4923 | 284.3102 | 0 | 656.2862
MD | INSIG | INDUSTRIAL | Quarantine Road Landfill | MD0057657 | 001 | 1 | 0% | 0.12663 | 0.12663 | 13.3288 | 0.019936 | 14.959 | 5164.9983 | 7.7252 | 5796.7022 | 5164.5247 | 7.7183 | 5099.8621 | 7.9945 | 0.019977 | 15.0082 | 3083.1276 | 7.7041 | 5787.9934 | 3082.8448 | 7.6972 | 5092.2002 | 7.9945 | 0.019977 | 29.9795 | 3083.1276 | 7.7041 | 11561.7284 | 3082.8448 | 7.6972 | 10171.856
MD | INSIG | INDUSTRIAL | QUARRY PRODUCTS UNLIMITED, INC. | MDG499736 | 001 | 1 | 0% | 0.00099955 | 0.00099955 | 1.9945 | 0.0099727 | 29.918 | 6.1017 | 0.030509 | 91.5255 | 6.1017 | 0.030509 | 91.5255 | 1.9989 | 0.0099945 | 29.9836 | 6.085 | 0.030425 | 91.2754 | 6.085 | 0.030425 | 91.2754 | 1.9989 | 0.0099945 | 29.9836 | 6.085 | 0.030425 | 91.2754 | 6.085 | 0.030425 | 91.2754
MD | INSIG | INDUSTRIAL | QUEBECOR PRINTING MEMPHIS, INC | MD0050831 | 001 | 1 | 0% | 0.038789 | 0.038789 | 0 | 0 | 14.959 | 0 | 0 | 1775.6551 | 0 | 0 | 624.1481 | 0 | 0 | 15.0082 | 0 | 0 | 1772.9874 | 0 | 0 | 623.2104 | 0 | 0 | 29.9795 | 0 | 0 | 3541.6071 | 0 | 0 | 1244.8855
MD | INSIG | INDUSTRIAL | QUEEN CITY METALS AND RECYLING(BROCK STEEL COMPANY | MD0068144 | 001 | 1.0523 | 5.227% |  | 0.0018987 | 8 | 2 | 30 | 46.2608 | 11.5652 | 173.4781 | 43.4047 | 8.6699 | 127.4293 | 8 | 2 | 30 | 46.2608 | 11.5652 | 173.4781 | 43.4047 | 8.6699 | 127.4293 | 8 | 2 | 30 | 46.2608 | 11.5652 | 173.4781 | 43.4047 | 8.6699 | 127.4293
MD | INSIG | INDUSTRIAL | R & R AQUAFARMS, LLC | MD3568F07 | 001 | 1 | 0% | 0.00099968 | 0.00099968 | 1.9945 | 0.0099727 | 29.918 | 6.1017 | 0.030509 | 91.5255 | 5.4423 | 0.025329 | 16.6889 | 1.9986 | 0.0099932 | 29.9795 | 6.085 | 0.030425 | 91.2754 | 5.4275 | 0.025259 | 16.6433 | 1.9986 | 0.0099932 | 29.9795 | 6.085 | 0.030425 | 91.2754 | 5.4275 | 0.025259 | 16.6433
MD | INSIG | INDUSTRIAL | R. PAUL SMITH POWER STATION | MD0000582 | 001 | 1 | 0% | 18.1702 | 18.1702 | 0 | 0 | 5.8837 | 0 | 0 | 1019.7863 | 0 | 0 | 700.3279 | 0.03221 | 0.0010931 | 0.26961 | 1782.4399 | 60.4905 | 14919.9419 | 1849.7337 | 48.819 | 10246.1194 | 0.10628 | 0.0054468 | 0.39855 | 5881.3557 | 301.4195 | 22055.0838 | 6103.3989 | 243.2613 | 15146.1061
MD | INSIG | INDUSTRIAL | RANDAL SLOAN - ZIMMERMAN MINE #2 | MDG499806 | 001 | 1 | 0% | 0.00099955 | 0.00099955 | 1.9945 | 0.0099727 | 29.918 | 6.1017 | 0.030509 | 91.5255 | 3.1943 | 0.0152 | 26.9865 | 1.9989 | 0.0099945 | 29.9836 | 6.085 | 0.030425 | 91.2754 | 3.1855 | 0.015158 | 26.9127 | 1.9989 | 0.0099945 | 29.9836 | 6.085 | 0.030425 | 91.2754 | 3.1855 | 0.015158 | 26.9127
MD | INSIG | INDUSTRIAL | REDLAND BRICK, INC. | MD0052345 | 001 | 1.166 | 16.6% |  | 0.0011659 | 6.8967 | 0 | 30 | 24.4882 | 0 | 106.5216 | 20.1827 | 0 | 51.4508 | 6.8967 | 0 | 30 | 24.4882 | 0 | 106.5216 | 20.1827 | 0 | 51.4508 | 6.8967 | 0 | 30 | 24.4882 | 0 | 106.5216 | 20.1827 | 0 | 51.4508
MD | INSIG | INDUSTRIAL | REDLAND BRICK, INC. - CUSHWA PLANT | MDG491050 | 001 | 1 | 0% | 0.00099968 | 0.00099968 | 1.9936 | 0.0099679 | 29.918 | 6.0988 | 0.030494 | 91.5255 | 6.0961 | 0.021739 | 53.3065 | 1.9977 | 0.0099884 | 29.9795 | 6.0821 | 0.030411 | 91.2754 | 6.0794 | 0.02168 | 53.1609 | 1.9977 | 0.0099884 | 29.9795 | 6.0821 | 0.030411 | 91.2754 | 6.0794 | 0.02168 | 53.1609
MD | INSIG | INDUSTRIAL | RELIABLE CONTRACTING CO., INC. | MD0068471 | 001 | 1 | 0% | 0.0003 | 0.0003 | 11.1694 | 5.9836 | 14.959 | 10.2541 | 5.4933 | 13.7332 | 8.0508 | 3.9597 | 5.0262 | 7.9945 | 1.9986 | 15.0082 | 7.3043 | 1.8261 | 13.7125 | 5.7348 | 1.3163 | 5.0187 | 7.9945 | 1.9986 | 29.9795 | 7.3043 | 1.8261 | 27.3913 | 5.7348 | 1.3163 | 10.0249
MD | INSIG | INDUSTRIAL | RELIABLE CONTRACTING COMPANY, INC. | MDG490964 | 001 | 1 | 0% | 0.00099955 | 0.00099955 | 1.9945 | 0.0099727 | 29.918 | 6.1017 | 0.030509 | 91.5255 | 5.9882 | 0.026286 | 32.1715 | 1.9989 | 0.0099945 | 29.9836 | 6.085 | 0.030425 | 91.2754 | 5.9719 | 0.026214 | 32.0836 | 1.9989 | 0.0099945 | 29.9836 | 6.085 | 0.030425 | 91.2754 | 5.9719 | 0.026214 | 32.0836
MD | INSIG | INDUSTRIAL | RHODE RIVER MARINA | MDG999205 | 001 | 1 | 0% | 0.00010005 | 0.00010005 | 1.9945 | 0.0099727 | 29.918 | 0.61078 | 0.0030539 | 9.1617 | 0.55887 | 0.0023463 | 4.0719 | 1.9989 | 0.0099945 | 29.9836 | 0.60911 | 0.0030456 | 9.1367 | 0.55734 | 0.0023399 | 4.0608 | 1.9989 | 0.0099945 | 29.9836 | 0.60911 | 0.0030456 | 9.1367 | 0.55734 | 0.0023399 | 4.0608
MD | INSIG | INDUSTRIAL | RICHARD REYNOLDS PIT | MDG499835 | 001 | 1 | 0% | 0.00099968 | 0.00099968 | 1.9936 | 0.0099679 | 29.918 | 6.0988 | 0.030494 | 91.5255 | 5.294 | 0.023171 | 14.4133 | 1.9977 | 0.0099884 | 29.9795 | 6.0821 | 0.030411 | 91.2754 | 5.2795 | 0.023108 | 14.3739 | 1.9977 | 0.0099884 | 29.9795 | 6.0821 | 0.030411 | 91.2754 | 5.2795 | 0.023108 | 14.3739
MD | INSIG | INDUSTRIAL | RICHFIELD FARMS SAND AND GRAVEL | MDG498019 | 001 | 1 | 0% | 0.00016696 | 0.00016696 | 1.9945 | 0.0099727 | 29.918 | 1.0197 | 0.0050987 | 15.296 | 0.9115 | 0.0040749 | 2.521 | 2 | 0.01 | 30 | 1.017 | 0.0050848 | 15.2543 | 0.90901 | 0.0040638 | 2.5141 | 2 | 0.01 | 30 | 1.017 | 0.0050848 | 15.2543 | 0.90901 | 0.0040638 | 2.5141
MD | INSIG | INDUSTRIAL | RICHMONDS MARINA | MDG766533 | 001 | 1 | 0% | 0.0096593 | 0.0096593 | 1.9945 | 0.19945 | 14.959 | 1.2155 | 0.12155 | 9.1159 | 1.1893 | 0.11003 | 5.4703 | 0.041204 | 0.0041204 | 0.61806 | 1.2121 | 0.12121 | 18.182 | 1.1861 | 0.10973 | 10.9107 | 0.041204 | 0.0041204 | 0.61806 | 1.2121 | 0.12121 | 18.182 | 1.1861 | 0.10973 | 10.9107
MD | INSIG | INDUSTRIAL | RICHMOND'S MARINA | MDG999263 | 001 | 1 | 0% | 0.00010005 | 0.00010005 | 1.9945 | 0.0099727 | 29.918 | 0.61078 | 0.0030539 | 9.1617 | 0.59765 | 0.0027646 | 5.4978 | 1.9989 | 0.0099945 | 29.9836 | 0.60911 | 0.0030456 | 9.1367 | 0.59602 | 0.002757 | 5.4828 | 1.9989 | 0.0099945 | 29.9836 | 0.60911 | 0.0030456 | 9.1367 | 0.59602 | 0.002757 | 5.4828
MD | INSIG | INDUSTRIAL | RICK BREEDING EXCAVATING, INC. - BRUBAKER PIT | MDG499884 | 001 | 1 | 0% | 0.00099955 | 0.00099955 | 1.9945 | 0.0099727 | 29.918 | 6.1017 | 0.030509 | 91.5255 | 5.3096 | 0.024313 | 21.7822 | 1.9989 | 0.0099945 | 29.9836 | 6.085 | 0.030425 | 91.2754 | 5.2951 | 0.024246 | 21.7227 | 1.9989 | 0.0099945 | 29.9836 | 6.085 | 0.030425 | 91.2754 | 5.2951 | 0.024246 | 21.7227
MD | INSIG | INDUSTRIAL | RIPPONS BROTHERS SEAFOOD | MDG521076 | 001 | 1 | 0% | 0.0010003 | 0.0010003 | 4.4877 | 0.49863 | 29.918 | 13.7426 | 1.527 | 91.6171 | 13.7426 | 1.527 | 91.6171 | 4.4984 | 0.40214 | 29.9896 | 13.705 | 1.2252 | 91.3668 | 13.705 | 1.2252 | 91.3668 | 4.4984 | 0.49983 | 29.9896 | 13.705 | 1.5228 | 91.3668 | 13.705 | 1.5228 | 91.3668
MD | INSIG | INDUSTRIAL | RISTEAU CONDOMINIUMS | MDG766683 | 001 | 1 | 0% | 0.0056593 | 0.0056593 | 1.9945 | 0.19945 | 14.959 | 1.2155 | 0.12155 | 9.1159 | 0.85814 | 0.053652 | 1.6765 | 0.070327 | 0.0070327 | 1.0549 | 1.2121 | 0.12121 | 18.182 | 0.8558 | 0.053505 | 3.3439 | 0.070327 | 0.0070327 | 1.0549 | 1.2121 | 0.12121 | 18.182 | 0.8558 | 0.053505 | 3.3439
MD | INSIG | INDUSTRIAL | RITCHIE LAND RECLAMATION LIMITED PARTNERSHIP | MD0069523 | 001 | 1 | 0% | 0.013507 | 0.013507 | 1.256 | 0.22926 | 29.918 | 51.922 | 9.4778 | 1236.8311 | 22.009 | 7.4652 | 542.4848 | 2.4396 | 0.33493 | 29.9836 | 100.3586 | 13.7784 | 1233.4518 | 42.5405 | 10.8526 | 541.0026 | 7.1401 | 0.75292 | 29.9836 | 293.726 | 30.9733 | 1233.4518 | 124.5061 | 24.3963 | 541.0026
MD | INSIG | INDUSTRIAL | RITCHIE TRUCKING & EXCAVATING - BORDEN TRACT | MDG499779 | 001 | 1 | 0% | 0.00099955 | 0.00099955 | 1.9945 | 0.0099727 | 29.918 | 6.1017 | 0.030509 | 91.5255 | 3.4299 | 0.015995 | 51.4875 | 1.9989 | 0.0099945 | 29.9836 | 6.085 | 0.030425 | 91.2754 | 3.4205 | 0.015951 | 51.3468 | 1.9989 | 0.0099945 | 29.9836 | 6.085 | 0.030425 | 91.2754 | 3.4205 | 0.015951 | 51.3468
MD | INSIG | INDUSTRIAL | RITCHIE TRUCKING AND EXCAVATING-HARVEY JOB | MDG859618 | 001 | 1 | 0% | 5e-05 | 5e-05 | 11.1694 | 5.9836 | 14.959 | 1.709 | 0.91554 | 2.2889 | 0.89996 | 0.48 | 1.2876 | 7.9945 | 1.9986 | 15.0082 | 1.2174 | 0.30435 | 2.2854 | 0.64107 | 0.15956 | 1.2857 | 7.9945 | 1.9986 | 29.9795 | 1.2174 | 0.30435 | 4.5652 | 0.64107 | 0.15956 | 2.5682
MD | INSIG | INDUSTRIAL | RIVER FALLS COMMUNITY POOL | MDG766625 | 001 | 1 | 0% | 5e-05 | 5e-05 | 1.9945 | 0.19945 | 14.959 | 0.30518 | 0.030518 | 2.2889 | 0.24747 | 0.017342 | 1.2183 | 1.9986 | 0.19986 | 15.0082 | 0.30435 | 0.030435 | 2.2854 | 0.24679 | 0.017295 | 1.2165 | 1.9986 | 0.19986 | 29.9795 | 0.30435 | 0.030435 | 4.5652 | 0.24679 | 0.017295 | 2.43
MD | INSIG | INDUSTRIAL | RIVER HILL POOL | MDG766186 | 001 | 1 | 0% | 0.0020193 | 0.0020193 | 1.9945 | 0.19945 | 14.959 | 1.2155 | 0.12155 | 9.1159 | 0.86238 | 0.091707 | 3.5639 | 0.1971 | 0.01971 | 2.9565 | 1.2121 | 0.12121 | 18.182 | 0.86003 | 0.091456 | 7.1083 | 0.1971 | 0.01971 | 2.9565 | 1.2121 | 0.12121 | 18.182 | 0.86003 | 0.091456 | 7.1083
MD | INSIG | INDUSTRIAL | RIVERSIDE MARINA | MDG999292 | 001 | 1 | 0% | 0.00010005 | 0.00010005 | 1.9945 | 0.0099727 | 29.918 | 0.61078 | 0.0030539 | 9.1617 | 0.61005 | 0.0030242 | 5.0312 | 1.9989 | 0.0099945 | 29.9836 | 0.60911 | 0.0030456 | 9.1367 | 0.60838 | 0.0030159 | 5.0175 | 1.9989 | 0.0099945 | 29.9836 | 0.60911 | 0.0030456 | 9.1367 | 0.60838 | 0.0030159 | 5.0175
MD | INSIG | INDUSTRIAL | ROBERT JARBOE PIT | MDG499843 | 001 | 1 | 0% | 0.00099968 | 0.00099968 | 1.9936 | 0.0099679 | 29.918 | 6.0988 | 0.030494 | 91.5255 | 5.5789 | 0.023793 | 27.0832 | 1.9977 | 0.0099884 | 29.9795 | 6.0821 | 0.030411 | 91.2754 | 5.5637 | 0.023728 | 27.0092 | 1.9977 | 0.0099884 | 29.9795 | 6.0821 | 0.030411 | 91.2754 | 5.5637 | 0.023728 | 27.0092
MD | INSIG | INDUSTRIAL | ROBERT LUMPKINS, T/A GOLDEN EYE SEAFOOD | MDG522347 | 001 | 1 | 0% | 0.00099955 | 0.00099955 | 7.9781 | 0.0099727 | 29.918 | 24.4068 | 0.030509 | 91.5255 | 23.4718 | 0.02721 | 36.2642 | 7.9956 | 0.0099945 | 29.9836 | 24.3401 | 0.030425 | 91.2754 | 23.4077 | 0.027136 | 36.1652 | 7.9956 | 0.0099945 | 29.9836 | 24.3401 | 0.030425 | 91.2754 | 23.4077 | 0.027136 | 36.1652
MD | INSIG | INDUSTRIAL | ROBIN DALE GOLF CLUB | MDG498033 | 001 | 1 | 0% | 0.00016696 | 0.00016696 | 1.9945 | 0.0099727 | 29.918 | 1.0197 | 0.0050987 | 15.296 | 0.56091 | 0.004032 | 7.9999 | 2 | 0.01 | 30 | 1.017 | 0.0050848 | 15.2543 | 0.55938 | 0.0040209 | 7.978 | 2 | 0.01 | 30 | 1.017 | 0.0050848 | 15.2543 | 0.55938 | 0.0040209 | 7.978
MD | INSIG | INDUSTRIAL | ROCKHILL SAND & GRAVEL CORP. / GUDELSKY MATERIALS | MDG493000 | 001 | 1 | 0% | 0.00099955 | 0.00099955 | 1.9945 | 0.0099727 | 29.918 | 6.1017 | 0.030509 | 91.5255 | 4.5247 | 0.021245 | 36.9502 | 1.9989 | 0.0099945 | 29.9836 | 6.085 | 0.030425 | 91.2754 | 4.5124 | 0.021187 | 36.8493 | 1.9989 | 0.0099945 | 29.9836 | 6.085 | 0.030425 | 91.2754 | 4.5124 | 0.021187 | 36.8493
MD | INSIG | INDUSTRIAL | ROCKHOLD CREEK MARINA | MDG999235 | 001 | 1 | 0% | 0.00010005 | 0.00010005 | 1.9945 | 0.0099727 | 29.918 | 0.61078 | 0.0030539 | 9.1617 | 0.51425 | 0.0021981 | 3.5574 | 1.9989 | 0.0099945 | 29.9836 | 0.60911 | 0.0030456 | 9.1367 | 0.51284 | 0.0021921 | 3.5477 | 1.9989 | 0.0099945 | 29.9836 | 0.60911 | 0.0030456 | 9.1367 | 0.51284 | 0.0021921 | 3.5477
MD | INSIG | INDUSTRIAL | ROCKVILLE CAMPUS POOL ( PEC) | MDG766148 | 001 | 1 | 0% | 0.014679 | 0.014679 | 1.9945 | 0.19945 | 14.959 | 1.2155 | 0.12155 | 9.1159 | 0.86647 | 0.069069 | 4.8522 | 0.027113 | 0.0027113 | 0.40669 | 1.2121 | 0.12121 | 18.182 | 0.86411 | 0.06888 | 9.6779 | 0.027113 | 0.0027113 | 0.40669 | 1.2121 | 0.12121 | 18.182 | 0.86411 | 0.06888 | 9.6779
MD | INSIG | INDUSTRIAL | ROCKVILLE FUEL FEED COMPANY | MDG492709 | 001 | 1 | 0% | 0.00099968 | 0.00099968 | 1.9936 | 0.0099679 | 29.918 | 6.0988 | 0.030494 | 91.5255 | 4.2468 | 0.020672 | 36.1068 | 1.9977 | 0.0099884 | 29.9795 | 6.0821 | 0.030411 | 91.2754 | 4.2352 | 0.020615 | 36.0082 | 1.9977 | 0.0099884 | 29.9795 | 6.0821 | 0.030411 | 91.2754 | 4.2352 | 0.020615 | 36.0082
MD | INSIG | INDUSTRIAL | ROCKVILLE FUEL FEED COMPANY PLANT 5 | MDG499770 | 001 | 1 | 0% | 0.00099968 | 0.00099968 | 1.9936 | 0.0099679 | 29.918 | 6.0988 | 0.030494 | 91.5255 | 3.7331 | 0.011955 | 20.5873 | 1.9977 | 0.0099884 | 29.9795 | 6.0821 | 0.030411 | 91.2754 | 3.7229 | 0.011922 | 20.5311 | 1.9977 | 0.0099884 | 29.9795 | 6.0821 | 0.030411 | 91.2754 | 3.7229 | 0.011922 | 20.5311
MD | INSIG | INDUSTRIAL | ROCKVILLE FUEL & FEED COMPANY - PLANT 4 | MDG499769 | 001 | 1 | 0% | 0.00099968 | 0.00099968 | 1.9936 | 0.0099679 | 29.918 | 6.0988 | 0.030494 | 91.5255 | 5.2617 | 0.034212 | 82.73 | 1.9977 | 0.0099884 | 29.9795 | 6.0821 | 0.030411 | 91.2754 | 5.2473 | 0.034118 | 82.504 | 1.9977 | 0.0099884 | 29.9795 | 6.0821 | 0.030411 | 91.2754 | 5.2473 | 0.034118 | 82.504
MD | INSIG | INDUSTRIAL | ROD AND REEL MARINA WEST | MDG999152 | 001 | 1 | 0% | 0.00010005 | 0.00010005 | 1.9945 | 0.0099727 | 29.918 | 0.61078 | 0.0030539 | 9.1617 | 0.5295 | 0.0021896 | 4.1024 | 1.9989 | 0.0099945 | 29.9836 | 0.60911 | 0.0030456 | 9.1367 | 0.52805 | 0.0021836 | 4.0912 | 1.9989 | 0.0099945 | 29.9836 | 0.60911 | 0.0030456 | 9.1367 | 0.52805 | 0.0021836 | 4.0912
MD | INSIG | INDUSTRIAL | ROLLING ROAD GOLF CLUB | MDG766212 | 001 | 1 | 0% | 0.0016593 | 0.0016593 | 1.9945 | 0.19945 | 14.959 | 1.2155 | 0.12155 | 9.1159 | 0.74493 | 0.053316 | 2.1059 | 0.23986 | 0.023986 | 3.5979 | 1.2121 | 0.12121 | 18.182 | 0.7429 | 0.05317 | 4.2003 | 0.23986 | 0.023986 | 3.5979 | 1.2121 | 0.12121 | 18.182 | 0.7429 | 0.05317 | 4.2003
MD | INSIG | INDUSTRIAL | RONALD E. BUCKLER - SWAREY PIT | MDG499894 | 001 | 1 | 0% | 0.00099955 | 0.00099955 | 1.9945 | 0.0099727 | 29.918 | 6.1017 | 0.030509 | 91.5255 | 2.5288 | 0.0073116 | 6.2947 | 1.9989 | 0.0099945 | 29.9836 | 6.085 | 0.030425 | 91.2754 | 2.5219 | 0.0072916 | 6.2775 | 1.9989 | 0.0099945 | 29.9836 | 6.085 | 0.030425 | 91.2754 | 2.5219 | 0.0072916 | 6.2775
MD | INSIG | INDUSTRIAL | ROWEN CONCRETE, INC. | MD0070092 | 001 | 1 | 0% | 0.00099955 | 0.00099955 | 1.9945 | 0.0099727 | 29.918 | 6.1017 | 0.030509 | 91.5255 | 2.5529 | 0.01681 | 26.1227 | 1.9989 | 0.0099945 | 29.9836 | 6.085 | 0.030425 | 91.2754 | 2.5459 | 0.016764 | 26.0513 | 1.9989 | 0.0099945 | 29.9836 | 6.085 | 0.030425 | 91.2754 | 2.5459 | 0.016764 | 26.0513
MD | INSIG | INDUSTRIAL | ROWEN CONCRETE, INC. | MDG493635 | 001 | 1 | 0% | 0.00016696 | 0.00016696 | 1.9945 | 0.0099727 | 29.918 | 1.0197 | 0.0050987 | 15.296 | 0.42665 | 0.0028093 | 4.3657 | 2 | 0.01 | 30 | 1.017 | 0.0050848 | 15.2543 | 0.42548 | 0.0028017 | 4.3538 | 2 | 0.01 | 30 | 1.017 | 0.0050848 | 15.2543 | 0.42548 | 0.0028017 | 4.3538
MD | INSIG | INDUSTRIAL | RUDY T. HALL - RUMBLEY POINT PIT | MDG499809 | 001 | 1 | 0% | 0.00099955 | 0.00099955 | 1.9945 | 0.0099727 | 29.918 | 6.1017 | 0.030509 | 91.5255 | 4.8699 | 0.02324 | 12.5998 | 1.9989 | 0.0099945 | 29.9836 | 6.085 | 0.030425 | 91.2754 | 4.8566 | 0.023176 | 12.5654 | 1.9989 | 0.0099945 | 29.9836 | 6.085 | 0.030425 | 91.2754 | 4.8566 | 0.023176 | 12.5654
MD | INSIG | INDUSTRIAL | RUNNING BROOK POOL | MDG766187 | 001 | 1 | 0% | 0.0057793 | 0.0057793 | 1.9945 | 0.19945 | 14.959 | 1.2155 | 0.12155 | 9.1159 | 0.8553 | 0.090853 | 3.3586 | 0.068866 | 0.0068866 | 1.033 | 1.2121 | 0.12121 | 18.182 | 0.85296 | 0.090605 | 6.6988 | 0.068866 | 0.0068866 | 1.033 | 1.2121 | 0.12121 | 18.182 | 0.85296 | 0.090605 | 6.6988
MD | INSIG | INDUSTRIAL | RUSSELL HALL SEAFOOD, INC. | MDG521200 | 001 | 1 | 0% | 0.0003 | 0.0003 | 4.4877 | 0.49863 | 14.959 | 4.1199 | 0.45777 | 13.7332 | 4.1199 | 0.45777 | 13.7332 | 4.4969 | 0.49966 | 15.0082 | 4.1087 | 0.45652 | 13.7125 | 4.1087 | 0.45652 | 13.7125 | 4.4969 | 0.49966 | 29.9795 | 4.1087 | 0.45652 | 27.3913 | 4.1087 | 0.45652 | 27.3913
MD | INSIG | INDUSTRIAL | S & G CONCRETE - BROOKLYN | MDG499718 | 001 | 1 | 0% | 0.00099955 | 0.00099955 | 1.9945 | 0.0099727 | 29.918 | 6.1017 | 0.030509 | 91.5255 | 6.0881 | 0.030262 | 54.8269 | 1.9989 | 0.0099945 | 29.9836 | 6.085 | 0.030425 | 91.2754 | 6.0715 | 0.030179 | 54.6771 | 1.9989 | 0.0099945 | 29.9836 | 6.085 | 0.030425 | 91.2754 | 6.0715 | 0.030179 | 54.6771
MD | INSIG | INDUSTRIAL | S & G CONCRETE - EDGEWOOD PLANT | MDG492783 | 001 | 1 | 0% | 0.00099955 | 0.00099955 | 1.9945 | 0.0099727 | 29.918 | 6.1017 | 0.030509 | 91.5255 | 5.0778 | 0.013936 | 16.5278 | 1.9989 | 0.0099945 | 29.9836 | 6.085 | 0.030425 | 91.2754 | 5.0639 | 0.013898 | 16.4826 | 1.9989 | 0.0099945 | 29.9836 | 6.085 | 0.030425 | 91.2754 | 5.0639 | 0.013898 | 16.4826
MD | INSIG | INDUSTRIAL | S & G CONCRETE - FINKSBURG PLANT | MDG492472 | 001 | 1 | 0% | 0.00099955 | 0.00099955 | 1.9945 | 0.0099727 | 29.918 | 6.1017 | 0.030509 | 91.5255 | 0 | 0 | 0 | 1.9989 | 0.0099945 | 29.9836 | 6.085 | 0.030425 | 91.2754 | 0 | 0 | 0 | 1.9989 | 0.0099945 | 29.9836 | 6.085 | 0.030425 | 91.2754 | 0 | 0 | 0
MD | INSIG | INDUSTRIAL | S & G CONCRETE - GRANTLEY PLANT | MDG499831 | 001 | 1 | 0% | 0.00099955 | 0.00099955 | 1.9945 | 0.0099727 | 29.918 | 6.1017 | 0.030509 | 91.5255 | 3.7519 | 0.020883 | 40.2057 | 1.9989 | 0.0099945 | 29.9836 | 6.085 | 0.030425 | 91.2754 | 3.7417 | 0.020826 | 40.0958 | 1.9989 | 0.0099945 | 29.9836 | 6.085 | 0.030425 | 91.2754 | 3.7417 | 0.020826 | 40.0958
MD | INSIG | INDUSTRIAL | S & G CONCRETE - ODENTON PLANT | MDG492397 | 001 | 1 | 0% | 0.00099955 | 0.00099955 | 1.9945 | 0.0099727 | 29.918 | 6.1017 | 0.030509 | 91.5255 | 6.0234 | 0.030165 | 28.4519 | 1.9989 | 0.0099945 | 29.9836 | 6.085 | 0.030425 | 91.2754 | 6.007 | 0.030083 | 28.3742 | 1.9989 | 0.0099945 | 29.9836 | 6.085 | 0.030425 | 91.2754 | 6.007 | 0.030083 | 28.3742
MD | INSIG | INDUSTRIAL | S & G CONCRETE - PORTABLE PLANT | MD0069973 | 001 | 1 | 0% | 0.00060007 | 0.00060007 | 0 | 0 | 59.7762 | 0 | 0 | 91.5255 | 0 | 0 | 44.6112 | 0.66774 | 0.0033387 | 49.9438 | 1.2203 | 0.0061017 | 91.2754 | 0.944 | 0.0047958 | 44.4893 | 3.3296 | 0.016648 | 49.9438 | 6.085 | 0.030425 | 91.2754 | 4.7071 | 0.023914 | 44.4893
MD | INSIG | INDUSTRIAL | S.E.W. FRIEL WYE MILLS | MD0000043 | 001 | 1 | 0% | 0.4142 | 0.4142 | 6.0369 | 0.012696 | 23.3486 | 6880.1582 | 14.4695 | 26610.0883 | 5729.5667 | 6.3255 | 2791.6218 | 8.7064 | 0 | 21.0628 | 10982.8476 | 0 | 26570.1104 | 9146.1498 | 0 | 2787.4278 | 11.2197 | 0 | 42.0737 | 14153.271 | 0 | 53074.7662 | 11786.3728 | 0 | 5567.9888
MD | INSIG | INDUSTRIAL | S.W. BARRICK & SONS, INC. - BARRICK QUARRY | MDG491429 | 001 | 1 | 0% | 0.00099955 | 0.00099955 | 1.9945 | 0.0099727 | 29.918 | 6.1017 | 0.030509 | 91.5255 | 4.1681 | 0.023347 | 49.5209 | 1.9989 | 0.0099945 | 29.9836 | 6.085 | 0.030425 | 91.2754 | 4.1567 | 0.023283 | 49.3856 | 1.9989 | 0.0099945 | 29.9836 | 6.085 | 0.030425 | 91.2754 | 4.1567 | 0.023283 | 49.3856
MD | INSIG | INDUSTRIAL | SAFEWAY STORE NO 2848 | MD0070912 | 001 | 1.0416 | 4.157% |  | 0 |  |  |  | 0 | 0 | 0 | 0 | 0 | 0 |  |  |  | 0 | 0 | 0 | 0 | 0 | 0 |  |  |  | 0 | 0 | 0 | 0 | 0 | 0
MD | INSIG | INDUSTRIAL | SANDY HILL CAMP / RETREAT CENTER | MDG766141 | 001 | 1 | 0% | 0.0011593 | 0.0011593 | 1.9945 | 0.19945 | 14.959 | 1.2155 | 0.12155 | 9.1159 | 1.211 | 0.11931 | 7.3539 | 0.34331 | 0.034331 | 5.1496 | 1.2121 | 0.12121 | 18.182 | 1.2077 | 0.11898 | 14.6677 | 0.34331 | 0.034331 | 5.1496 | 1.2121 | 0.12121 | 18.182 | 1.2077 | 0.11898 | 14.6677
MD | INSIG | INDUSTRIAL | SAPUTO CHEESE USA,INC. | MD0063592 | 001 | 1.1308 | 13.08% |  | 0.032977 | 76.3333 | 1.14 | 30 | 7666.5148 | 114.4955 | 3013.0407 | 6665.9662 | 48.5865 | 1393.8988 | 76.3333 | 1.14 | 30 | 7666.5148 | 114.4955 | 3013.0407 | 6665.9662 | 48.5865 | 1393.8988 | 76.3333 | 1.14 | 30 | 7666.5148 | 114.4955 | 3013.0407 | 6665.9662 | 48.5865 | 1393.8988
MD | INSIG | INDUSTRIAL | SARLES BOAT & ENGINE SHOP, INC. | MDG999128 | 001 | 1 | 0% | 0.00010005 | 0.00010005 | 1.9945 | 0.0099727 | 29.918 | 0.61078 | 0.0030539 | 9.1617 | 0.61078 | 0.0030539 | 9.1617 | 1.9989 | 0.0099945 | 29.9836 | 0.60911 | 0.0030456 | 9.1367 | 0.60911 | 0.0030456 | 9.1367 | 1.9989 | 0.0099945 | 29.9836 | 0.60911 | 0.0030456 | 9.1367 | 0.60911 | 0.0030456 | 9.1367
MD | INSIG | INDUSTRIAL | SASOL NORTH AMERICA, INC. | MD0000540 | 001 | 1 | 0% | 0.20551 | 0.20551 | 1.493 | 0 | 8.964 | 503.3753 | 0 | 3022.2575 | 503.2751 | 0 | 2225.6551 | 2.0013 | 0 | 36.0596 | 1252.5683 | 0 | 22569.3082 | 1252.3189 | 0 | 16620.5215 | 9.1706 | 0 | 87.6594 | 5739.7987 | 0 | 54865.1424 | 5738.6559 | 0 | 40403.865
MD | INSIG | INDUSTRIAL | SASSAFRAS HARBOR MARINA | MDG766124 | 001 | 1 | 0% | 0.00025931 | 0.00025931 | 1.9945 | 0.19945 | 14.959 | 1.2155 | 0.12155 | 9.1159 | 1.1893 | 0.11013 | 5.4415 | 1.5348 | 0.15348 | 15.0158 | 1.2121 | 0.12121 | 11.8586 | 1.186 | 0.10983 | 7.0787 | 1.5348 | 0.15348 | 23.0227 | 1.2121 | 0.12121 | 18.182 | 1.186 | 0.10983 | 10.8532
MD | INSIG | INDUSTRIAL | SASSAFRAS HARBOR MARINA | MDG999163 | 001 | 1 | 0% | 0.00010005 | 0.00010005 | 1.9945 | 0.0099727 | 29.918 | 0.61078 | 0.0030539 | 9.1617 | 0.59763 | 0.0027671 | 5.4688 | 1.9989 | 0.0099945 | 29.9836 | 0.60911 | 0.0030456 | 9.1367 | 0.596 | 0.0027595 | 5.4539 | 1.9989 | 0.0099945 | 29.9836 | 0.60911 | 0.0030456 | 9.1367 | 0.596 | 0.0027595 | 5.4539
MD | INSIG | INDUSTRIAL | SAVAGE MOUNTAIN MINERALS- RUSSELL FARM MINE | MDG859617 | 001 | 1.0603 | 6.032% |  | 0 |  |  |  | 0 | 0 | 0 | 0 | 0 | 0 |  |  |  | 0 | 0 | 0 | 0 | 0 | 0 |  |  |  | 0 | 0 | 0 | 0 | 0 | 0
MD | INSIG | INDUSTRIAL | SAVAGE STONE, LLC | MDG499795 | 001 | 1 | 0% | 0.00099955 | 0.00099955 | 1.9945 | 0.0099727 | 29.918 | 6.1017 | 0.030509 | 91.5255 | 4.4275 | 0.032278 | 41.1785 | 1.9989 | 0.0099945 | 29.9836 | 6.085 | 0.030425 | 91.2754 | 4.4154 | 0.032189 | 41.066 | 1.9989 | 0.0099945 | 29.9836 | 6.085 | 0.030425 | 91.2754 | 4.4154 | 0.032189 | 41.066
MD | INSIG | INDUSTRIAL | SCHUSTER PORTABLE PLANT #4 | MDG499737 | 001 | 1 | 0% | 0.00099955 | 0.00099955 | 1.9945 | 0.0099727 | 29.918 | 6.1017 | 0.030509 | 91.5255 | 2.4596 | 0.02403 | 40.1439 | 1.9989 | 0.0099945 | 29.9836 | 6.085 | 0.030425 | 91.2754 | 2.4529 | 0.023964 | 40.0342 | 1.9989 | 0.0099945 | 29.9836 | 6.085 | 0.030425 | 91.2754 | 2.4529 | 0.023964 | 40.0342
MD | INSIG | INDUSTRIAL | SCHUSTER PORTABLE PLANT 7 | MDG499740 | 001 | 1 | 0% | 0.00099968 | 0.00099968 | 1.9936 | 0.0099679 | 29.918 | 6.0988 | 0.030494 | 91.5255 | 2.5712 | 0.024019 | 40.1439 | 1.9977 | 0.0099884 | 29.9795 | 6.0821 | 0.030411 | 91.2754 | 2.5642 | 0.023953 | 40.0342 | 1.9977 | 0.0099884 | 29.9795 | 6.0821 | 0.030411 | 91.2754 | 2.5642 | 0.023953 | 40.0342
MD | INSIG | INDUSTRIAL | SEABOARD ASPHALT PRODUCTS COMPANY | MD0052108 | 001 | 1 | 0% | 0.00029 | 0.00029 | 0 | 0 | 24.8361 | 0 | 0 | 22.8164 | 0 | 0 | 22.8164 | 1.3355 | 0.013613 | 25.7628 | 1.1795 | 0.012023 | 22.7541 | 1.1795 | 0.012023 | 22.7541 | 6.6554 | 0.067842 | 25.7628 | 5.8781 | 0.059919 | 22.7541 | 5.8781 | 0.059919 | 22.7541
MD | INSIG | INDUSTRIAL | SELBY BAY YACHT BASIN | MDG999169 | 001 | 1 | 0% | 0.00010005 | 0.00010005 | 1.9945 | 0.0099727 | 29.918 | 0.61078 | 0.0030539 | 9.1617 | 0.60852 | 0.003016 | 6.0233 | 1.9989 | 0.0099945 | 29.9836 | 0.60911 | 0.0030456 | 9.1367 | 0.60686 | 0.0030078 | 6.0069 | 1.9989 | 0.0099945 | 29.9836 | 0.60911 | 0.0030456 | 9.1367 | 0.60686 | 0.0030078 | 6.0069
MD | INSIG | INDUSTRIAL | SELBY BAY YACHT CLUB | MDG766947 | 001 | 1 | 0% | 0.0029593 | 0.0029593 | 1.9945 | 0.19945 | 14.959 | 1.2155 | 0.12155 | 9.1159 | 1.211 | 0.12004 | 5.9932 | 0.13449 | 0.013449 | 2.0174 | 1.2121 | 0.12121 | 18.182 | 1.2077 | 0.11971 | 11.9537 | 0.13449 | 0.013449 | 2.0174 | 1.2121 | 0.12121 | 18.182 | 1.2077 | 0.11971 | 11.9537
MD | INSIG | INDUSTRIAL | SENECA RIVER BOAT YARD | MDG999117 | 001 | 1 | 0% | 0.00010005 | 0.00010005 | 1.9945 | 0.0099727 | 29.918 | 0.61078 | 0.0030539 | 9.1617 | 0.61078 | 0.0030539 | 9.1617 | 1.9989 | 0.0099945 | 29.9836 | 0.60911 | 0.0030456 | 9.1367 | 0.60911 | 0.0030456 | 9.1367 | 1.9989 | 0.0099945 | 29.9836 | 0.60911 | 0.0030456 | 9.1367 | 0.60911 | 0.0030456 | 9.1367
MD | INSIG | INDUSTRIAL | SEVERN HOUSE CONDOMINIUM | MDG766110 | 001 | 1 | 0% | 0.0038993 | 0.0038993 | 1.9945 | 0.19945 | 14.959 | 1.2155 | 0.12155 | 9.1159 | 1.2063 | 0.11837 | 4.9551 | 0.10207 | 0.010207 | 1.531 | 1.2121 | 0.12121 | 18.182 | 1.203 | 0.11804 | 9.8831 | 0.10207 | 0.010207 | 1.531 | 1.2121 | 0.12121 | 18.182 | 1.203 | 0.11804 | 9.8831
MD | INSIG | INDUSTRIAL | SEVERNA PARK YACHT BASIN, LLC | MD0070483 | 001 | 1 | 0% | 0.0010003 | 0.0010003 | 0 | 0 | 29.8881 | 0 | 0 | 91.5255 | 0 | 0 | 91.5255 | 0.40056 | 0.0020028 | 29.9596 | 1.2203 | 0.0061017 | 91.2754 | 1.2203 | 0.0061017 | 91.2754 | 1.9973 | 0.0099865 | 29.9596 | 6.085 | 0.030425 | 91.2754 | 6.085 | 0.030425 | 91.2754
MD | INSIG | INDUSTRIAL | SHA - CENTREVILLE SHOP | MD0069043 | 001 | 1 | 0% | 0.00022242 | 0.00022242 | 0 | 0 | 106.7782 | 0 | 0 | 32.6257 | 0 | 0 | 11.0828 | 68.9547 | 0 | 48.0916 | 46.709 | 0 | 32.5767 | 42.0863 | 0 | 11.0662 | 171.798 | 0 | 96.0648 | 116.3738 | 0 | 65.0731 | 104.8563 | 0 | 22.1051
MD | INSIG | INDUSTRIAL | SHA - CHURCHVILLE SHOP | MD0069221 | 001 | 1 | 0% | 0.0011313 | 0.0011313 | 4.4457 | 0.62792 | 2102.1718 | 0.53245 | 0.075205 | 251.7746 | 0.4734 | 0.061245 | 89.9539 | 1.1227 | 0.30602 | 72.9642 | 3.8684 | 1.0544 | 251.3964 | 3.4394 | 0.85867 | 89.8188 | 4.9797 | 1.4381 | 145.7487 | 17.1576 | 4.9548 | 502.1734 | 15.2547 | 4.035 | 179.4162
MD | INSIG | INDUSTRIAL | SHA - HANOVER COMPLEX | MD0069469 | 001 | 1 | 0% | 0.005503 | 0.005503 | 149.6289 | 0.29505 | 14.9488 | 2520.1237 | 4.9694 | 251.7746 | 1635.9956 | 1.9156 | 51.4107 | 1.0237 | 0.29564 | 15 | 17.1576 | 4.9548 | 251.3964 | 11.1382 | 1.91 | 51.3335 | 1.0237 | 0.29564 | 29.963 | 17.1576 | 4.9548 | 502.1734 | 11.1382 | 1.91 | 102.5405
MD | INSIG | INDUSTRIAL | SHA - LEONARDTOWN MAINTENANCE SHOP | MD0069051 | 001 | 1 | 0% | 0.00021851 | 0.00021851 | 7.1137 | 0 | 14.9488 | 4.7574 | 0 | 9.9972 | 3.7697 | 0 | 2.9465 | 7.1278 | 0 | 15 | 4.7434 | 0 | 9.9822 | 3.7586 | 0 | 2.942 | 7.1278 | 0 | 29.9631 | 4.7434 | 0 | 19.9398 | 3.7586 | 0 | 5.8768
MD | INSIG | INDUSTRIAL | SHA- DAYTON SHOP | MD0068420 | 001 | 1 | 0% | 0.00097867 | 0.00097867 | 0 | 0 | 0.12253 | 0 | 0 | 0.45777 | 0 | 0 | 0.17897 | 0.0021004 | 0.00060655 | 0.15335 | 0.0062605 | 0.0018079 | 0.45708 | 0.0041121 | 0.0013641 | 0.1787 | 0.010466 | 0.0030224 | 0.30633 | 0.031196 | 0.0090087 | 0.91304 | 0.02049 | 0.0067971 | 0.35695
MD | INSIG | INDUSTRIAL | SHA- HEREFORD SHOP | MD0069060 | 001 | 1 | 0% | 0.00030016 | 0.00030016 | 0 | 0 | 14.9488 | 0 | 0 | 13.7332 | 0 | 0 | 1.0429 | 0.20545 | 0.05933 | 15 | 0.18782 | 0.054237 | 13.7125 | 0.070876 | 0.024439 | 1.0413 | 1.0237 | 0.29564 | 29.963 | 0.93587 | 0.27026 | 27.3913 | 0.35317 | 0.12178 | 2.0801
MD | INSIG | INDUSTRIAL | SHADY OAKS MARINA | MDG999213 | 001 | 1 | 0% | 0.00010005 | 0.00010005 | 1.9945 | 0.0099727 | 29.918 | 0.61078 | 0.0030539 | 9.1617 | 0.57373 | 0.0026222 | 4.6003 | 1.9989 | 0.0099945 | 29.9836 | 0.60911 | 0.0030456 | 9.1367 | 0.57216 | 0.002615 | 4.5877 | 1.9989 | 0.0099945 | 29.9836 | 0.60911 | 0.0030456 | 9.1367 | 0.57216 | 0.002615 | 4.5877
MD | INSIG | INDUSTRIAL | SHEARWATER CONDOMINIUM | MDG766109 | 001 | 1 | 0% | 0.0011593 | 0.0011593 | 1.9945 | 0.19945 | 14.959 | 1.2155 | 0.12155 | 9.1159 | 1.2063 | 0.11837 | 4.9551 | 0.34331 | 0.034331 | 5.1496 | 1.2121 | 0.12121 | 18.182 | 1.203 | 0.11804 | 9.8831 | 0.34331 | 0.034331 | 5.1496 | 1.2121 | 0.12121 | 18.182 | 1.203 | 0.11804 | 9.8831
MD | INSIG | INDUSTRIAL | SHEETZ STORE # 132 | MDG912397 | 001 | 1 | 0% | 0.0025 | 0.0025 | 4.9863 | 0.19945 | 14.959 | 38.1477 | 1.5259 | 114.443 | 25.8135 | 1.1267 | 62.9343 | 4.9966 | 0.19986 | 15.0082 | 38.0434 | 1.5217 | 114.2711 | 25.743 | 1.1236 | 62.8397 | 4.9966 | 0.19986 | 29.9795 | 38.0434 | 1.5217 | 228.2607 | 25.743 | 1.1236 | 125.5246
MD | INSIG | INDUSTRIAL | SHEETZ STORE #177 | MDG915060 | 001 | 1 | 0% | 0.051603 | 0.051603 | 4.9863 | 0.19945 | 14.959 | 76.3476 | 3.0539 | 229.0428 | 55.8228 | 1.9906 | 148.223 | 0.48447 | 0.019379 | 2.9068 | 76.139 | 3.0456 | 456.834 | 55.6702 | 1.9852 | 295.636 | 0.48447 | 0.019379 | 2.9068 | 76.139 | 3.0456 | 456.834 | 55.6702 | 1.9852 | 295.636
MD | INSIG | INDUSTRIAL | SHEFFIELD NEIGHBORHOOD ASSOC. POOL | MDG766973 | 001 | 1 | 0% | 0.00021931 | 0.00021931 | 1.9945 | 0.19945 | 14.959 | 1.2155 | 0.12155 | 9.1159 | 0.67272 | 0.078578 | 5.9347 | 1.8148 | 0.18148 | 15.0112 | 1.2121 | 0.12121 | 10.0263 | 0.67088 | 0.078363 | 6.5274 | 1.8148 | 0.18148 | 27.2219 | 1.2121 | 0.12121 | 18.182 | 0.67088 | 0.078363 | 11.837
MD | INSIG | INDUSTRIAL | SHELL STATION | MDG915049 | 001 | 1 | 0% | 0.0042619 | 0.0042619 | 4.9863 | 0.19945 | 14.959 | 53.4433 | 2.1377 | 160.33 | 39.1523 | 1.4492 | 63.2502 | 4.1061 | 0.16425 | 15.0141 | 53.2973 | 2.1319 | 194.8816 | 39.0454 | 1.4452 | 76.8809 | 4.1061 | 0.16425 | 24.6368 | 53.2973 | 2.1319 | 319.7838 | 39.0454 | 1.4452 | 126.1548
MD | INSIG | INDUSTRIAL | SHELTER COVE YACHT BASIN & MARINA | MDG999208 | 001 | 1 | 0% | 0.00010005 | 0.00010005 | 1.9945 | 0.0099727 | 29.918 | 0.61078 | 0.0030539 | 9.1617 | 0.61078 | 0.0030539 | 9.1617 | 1.9989 | 0.0099945 | 29.9836 | 0.60911 | 0.0030456 | 9.1367 | 0.60911 | 0.0030456 | 9.1367 | 1.9989 | 0.0099945 | 29.9836 | 0.60911 | 0.0030456 | 9.1367 | 0.60911 | 0.0030456 | 9.1367
MD | INSIG | INDUSTRIAL | SHEPHERD'S SPRING | MDG766123 | 001 | 1 | 0% | 0.017839 | 0.017839 | 1.9945 | 0.19945 | 14.959 | 1.2155 | 0.12155 | 9.1159 | 1.2669 | 0.097261 | 7.5177 | 0.02231 | 0.002231 | 0.33465 | 1.2121 | 0.12121 | 18.182 | 1.2635 | 0.096995 | 14.9942 | 0.02231 | 0.002231 | 0.33465 | 1.2121 | 0.12121 | 18.182 | 1.2635 | 0.096995 | 14.9942
MD | INSIG | INDUSTRIAL | SHERMAN AVE PLANT | MDG498026 | 001 | 1 | 0% | 0.00016696 | 0.00016696 | 1.9945 | 0.0099727 | 29.918 | 1.0197 | 0.0050987 | 15.296 | 0.81992 | 0.0037707 | 10.1668 | 2 | 0.01 | 30 | 1.017 | 0.0050848 | 15.2543 | 0.81768 | 0.0037604 | 10.1391 | 2 | 0.01 | 30 | 1.017 | 0.0050848 | 15.2543 | 0.81768 | 0.0037604 | 10.1391
MD | INSIG | INDUSTRIAL | SHERWIN WILLIAMS COMPANY | MD0001295 | 001 | 1 | 0% | 0.14503 | 0.14503 | 0 | 0 | 0.25426 | 0 | 0 | 132.3616 | 0 | 0 | 58.1444 | 0.12352 | 0.00061762 | 7.4573 | 54.5593 | 0.2728 | 3293.7927 | 33.5485 | 0.18673 | 1446.9106 | 0.61602 | 0.0030801 | 9.2403 | 272.0903 | 1.3605 | 4081.355 | 167.3082 | 0.93124 | 1792.8742
MD | INSIG | INDUSTRIAL | SHERWOOD FOREST SWIM FAC./POOL | MDG766376 | 001 | 1 | 0% | 0.0011593 | 0.0011593 | 1.9945 | 0.19945 | 14.959 | 1.2155 | 0.12155 | 9.1159 | 1.2063 | 0.11837 | 4.9551 | 0.34331 | 0.034331 | 5.1496 | 1.2121 | 0.12121 | 18.182 | 1.203 | 0.11804 | 9.8831 | 0.34331 | 0.034331 | 5.1496 | 1.2121 | 0.12121 | 18.182 | 1.203 | 0.11804 | 9.8831
MD | INSIG | INDUSTRIAL | SHIPWRIGHT HARBOR MARINA | MDG999236 | 001 | 1 | 0% | 0.00010005 | 0.00010005 | 1.9945 | 0.0099727 | 29.918 | 0.61078 | 0.0030539 | 9.1617 | 0.61078 | 0.0030539 | 9.1617 | 1.9989 | 0.0099945 | 29.9836 | 0.60911 | 0.0030456 | 9.1367 | 0.60911 | 0.0030456 | 9.1367 | 1.9989 | 0.0099945 | 29.9836 | 0.60911 | 0.0030456 | 9.1367 | 0.60911 | 0.0030456 | 9.1367
MD | INSIG | INDUSTRIAL | SHIPWRIGHT HARBOR,INC. | MDG766108 | 001 | 1 | 0% | 0.0020193 | 0.0020193 | 1.9945 | 0.19945 | 14.959 | 1.2155 | 0.12155 | 9.1159 | 1.2155 | 0.12155 | 9.1159 | 0.1971 | 0.01971 | 2.9565 | 1.2121 | 0.12121 | 18.182 | 1.2121 | 0.12121 | 18.182 | 0.1971 | 0.01971 | 2.9565 | 1.2121 | 0.12121 | 18.182 | 1.2121 | 0.12121 | 18.182
MD | INSIG | INDUSTRIAL | SHOP COVE SEAFOOD & ICE, LLC | MDG528902 | 001 | 1 | 0% | 0.00099955 | 0.00099955 | 7.9781 | 0.0099727 | 29.918 | 24.4068 | 0.030509 | 91.5255 | 23.5269 | 0.027475 | 39.7992 | 7.9956 | 0.0099945 | 29.9836 | 24.3401 | 0.030425 | 91.2754 | 23.4627 | 0.0274 | 39.6904 | 7.9956 | 0.0099945 | 29.9836 | 24.3401 | 0.030425 | 91.2754 | 23.4627 | 0.0274 | 39.6904
MD | INSIG | INDUSTRIAL | SHORE SAND & GRAVEL - BREEDING PIT | MDG499784 | 001 | 1 | 0% | 0.00099955 | 0.00099955 | 1.9945 | 0.0099727 | 29.918 | 6.1017 | 0.030509 | 91.5255 | 2.795 | 0.020864 | 9.8619 | 1.9989 | 0.0099945 | 29.9836 | 6.085 | 0.030425 | 91.2754 | 2.7874 | 0.020807 | 9.8349 | 1.9989 | 0.0099945 | 29.9836 | 6.085 | 0.030425 | 91.2754 | 2.7874 | 0.020807 | 9.8349
MD | INSIG | INDUSTRIAL | SHORE SAND & GRAVEL - MARYDEL PIT | MD0070068 | 001 | 1 | 0% | 0.062643 | 0.062643 | 0 | 0 | 0.38318 | 0 | 0 | 91.5255 | 0 | 0 | 9.8619 | 0.0063965 | 3.1982e-05 | 0.47843 | 1.2203 | 0.0061017 | 91.2754 | 0.559 | 0.0041728 | 9.8349 | 0.031895 | 0.00015948 | 0.47843 | 6.085 | 0.030425 | 91.2754 | 2.7874 | 0.020807 | 9.8349
MD | INSIG | INDUSTRIAL | SHORE SAND AND GRAVEL - COUNCELL PLANT #2 | MDG499787 | 001 | 1 | 0% | 0.00099955 | 0.00099955 | 1.9945 | 0.0099727 | 29.918 | 6.1017 | 0.030509 | 91.5255 | 2.6607 | 0.020864 | 9.8619 | 1.9989 | 0.0099945 | 29.9836 | 6.085 | 0.030425 | 91.2754 | 2.6534 | 0.020807 | 9.8349 | 1.9989 | 0.0099945 | 29.9836 | 6.085 | 0.030425 | 91.2754 | 2.6534 | 0.020807 | 9.8349
MD | INSIG | INDUSTRIAL | SHORE SAND AND GRAVEL - SAULSBURY PIT | MDG499783 | 001 | 1 | 0% | 0.00099955 | 0.00099955 | 1.9945 | 0.0099727 | 29.918 | 6.1017 | 0.030509 | 91.5255 | 3.1163 | 0.025666 | 13.9556 | 1.9989 | 0.0099945 | 29.9836 | 6.085 | 0.030425 | 91.2754 | 3.1078 | 0.025596 | 13.9175 | 1.9989 | 0.0099945 | 29.9836 | 6.085 | 0.030425 | 91.2754 | 3.1078 | 0.025596 | 13.9175
MD | INSIG | INDUSTRIAL | SHUFF'S MEAT MARKET, INC. | MD0050245 | 001 | 1 | 0% | 0.00081341 | 0.00081341 | 0.49839 | 13.9551 | 17.1715 | 1.205 | 33.7386 | 41.5148 | 0.86135 | 24.029 | 20.052 | 0 | 2.2283 | 16.733 | 0 | 5.5202 | 41.4525 | 0 | 3.9315 | 20.0219 | 0 | 2.2283 | 33.4248 | 0 | 5.5202 | 82.8028 | 0 | 3.9315 | 39.9944
MD | INSIG | INDUSTRIAL | SILVER HILL MATERIALS II, LLC - CEDARVILLE SAND & | MDG499757 | 001 | 1 | 0% | 0.00099955 | 0.00099955 | 1.9945 | 0.0099727 | 29.918 | 6.1017 | 0.030509 | 91.5255 | 3.3912 | 0.017378 | 31.3658 | 1.9989 | 0.0099945 | 29.9836 | 6.085 | 0.030425 | 91.2754 | 3.3819 | 0.017331 | 31.2801 | 1.9989 | 0.0099945 | 29.9836 | 6.085 | 0.030425 | 91.2754 | 3.3819 | 0.017331 | 31.2801
MD | INSIG | INDUSTRIAL | SKIPJACK COVE YACHTING RESORT | MDG999210 | 001 | 1 | 0% | 0.00010005 | 0.00010005 | 1.9945 | 0.0099727 | 29.918 | 0.61078 | 0.0030539 | 9.1617 | 0.59763 | 0.0027671 | 5.4688 | 1.9989 | 0.0099945 | 29.9836 | 0.60911 | 0.0030456 | 9.1367 | 0.596 | 0.0027595 | 5.4539 | 1.9989 | 0.0099945 | 29.9836 | 0.60911 | 0.0030456 | 9.1367 | 0.596 | 0.0027595 | 5.4539
MD | INSIG | INDUSTRIAL | SKYCROFT BAPTIST CONFERENCE C. | MDG766216 | 001 | 1 | 0% | 5e-05 | 5e-05 | 1.9945 | 0.19945 | 14.959 | 0.30518 | 0.030518 | 2.2889 | 0.20422 | 0.020775 | 1.3274 | 1.9986 | 0.19986 | 15.0082 | 0.30435 | 0.030435 | 2.2854 | 0.20366 | 0.020719 | 1.3254 | 1.9986 | 0.19986 | 29.9795 | 0.30435 | 0.030435 | 4.5652 | 0.20366 | 0.020719 | 2.6476
MD | INSIG | INDUSTRIAL | SMALLWOOD VILLAGE SWIM CLUB | MDG766066 | 001 | 1 | 0% | 0.015599 | 0.015599 | 1.9945 | 0.19945 | 14.959 | 1.2155 | 0.12155 | 9.1159 | 0.85151 | 0.05542 | 1.4313 | 0.025514 | 0.0025514 | 0.38271 | 1.2121 | 0.12121 | 18.182 | 0.84918 | 0.055269 | 2.8547 | 0.025514 | 0.0025514 | 0.38271 | 1.2121 | 0.12121 | 18.182 | 0.84918 | 0.055269 | 2.8547
MD | INSIG | INDUSTRIAL | SMITH ISLAND CRABMEAT CO-OP,IN | MDG523129 | 001 | 1 | 0% | 0.0012005 | 0.0012005 | 4.4877 | 0.49863 | 14.959 | 13.7426 | 1.527 | 45.8086 | 13.7426 | 1.527 | 45.8086 | 3.7483 | 0.33341 | 15.0137 | 13.705 | 1.2191 | 54.8952 | 13.705 | 1.2191 | 54.8952 | 3.7483 | 0.41648 | 24.9886 | 13.705 | 1.5228 | 91.3668 | 13.705 | 1.5228 | 91.3668
MD | INSIG | INDUSTRIAL | SMITH MARINE REPAIR YARD | MDG999281 | 001 | 1 | 0% | 0.00010005 | 0.00010005 | 1.9945 | 0.0099727 | 29.918 | 0.61078 | 0.0030539 | 9.1617 | 0.60504 | 0.0028402 | 4.9836 | 1.9989 | 0.0099945 | 29.9836 | 0.60911 | 0.0030456 | 9.1367 | 0.60339 | 0.0028324 | 4.97 | 1.9989 | 0.0099945 | 29.9836 | 0.60911 | 0.0030456 | 9.1367 | 0.60339 | 0.0028324 | 4.97
MD | INSIG | INDUSTRIAL | SMITH'S MARINA | MDG999109 | 001 | 1 | 0% | 0.00010005 | 0.00010005 | 1.9945 | 0.0099727 | 29.918 | 0.61078 | 0.0030539 | 9.1617 | 0.59368 | 0.0026354 | 4.5714 | 1.9989 | 0.0099945 | 29.9836 | 0.60911 | 0.0030456 | 9.1367 | 0.59205 | 0.0026282 | 4.5589 | 1.9989 | 0.0099945 | 29.9836 | 0.60911 | 0.0030456 | 9.1367 | 0.59205 | 0.0026282 | 4.5589
MD | INSIG | INDUSTRIAL | SMITHSONIAN ENVIRONMENTAL RESEARCH CENTER | MD0070327 | 001 | 1.0444 | 4.442% |  | 4.9966e-05 | 8 | 2 | 30 | 1.2174 | 0.30435 | 4.5652 | 1.1139 | 0.23383 | 2.029 | 8 | 2 | 30 | 1.2174 | 0.30435 | 4.5652 | 1.1139 | 0.23383 | 2.029 | 8 | 2 | 30 | 1.2174 | 0.30435 | 4.5652 | 1.1139 | 0.23383 | 2.029
MD | INSIG | INDUSTRIAL | SNAKE HILL MINE | MDG851716 | 001 | 1 | 0% | 1e-06 | 1e-06 | 11.1694 | 5.9836 | 14.959 | 0.03418 | 0.018311 | 0.045777 | 0.025933 | 0.0105 | 0.0037005 | 7.9945 | 1.9986 | 15.0082 | 0.024348 | 0.006087 | 0.045708 | 0.018473 | 0.0034905 | 0.0036949 | 7.9945 | 1.9986 | 29.9795 | 0.024348 | 0.006087 | 0.091304 | 0.018473 | 0.0034905 | 0.0073807
MD | INSIG | INDUSTRIAL | SNOW HILL DISTRICT COURT - SOCIAL SERVICES COMPLEX | MD0068179 | 001 | 1 | 0% | 0.0026953 | 0.0026953 | 0.01673 | 0.1313 | 16.4065 | 0.13537 | 1.0624 | 132.7539 | 0.13416 | 1.0098 | 77.7346 | 2.4299 | 1.398 | 16.148 | 19.9462 | 11.4758 | 132.5545 | 19.7676 | 10.9073 | 77.6178 | 8.6016 | 2.1504 | 32.2561 | 70.6086 | 17.6522 | 264.7824 | 69.9763 | 16.7777 | 155.0445
MD | INSIG | INDUSTRIAL | SNOWDEN OVERLOOK | MDG767022 | 001 | 1 | 0% | 5e-05 | 5e-05 | 1.9945 | 0.19945 | 14.959 | 0.30518 | 0.030518 | 2.2889 | 0.22145 | 0.032288 | 1.0298 | 1.9986 | 0.19986 | 15.0082 | 0.30435 | 0.030435 | 2.2854 | 0.22084 | 0.032199 | 1.0282 | 1.9986 | 0.19986 | 29.9795 | 0.30435 | 0.030435 | 4.5652 | 0.22084 | 0.032199 | 2.0539
MD | INSIG | INDUSTRIAL | SOFT AND SALTY SEAFOOD | MDG522677 | 001 | 1 | 0% | 0.0080005 | 0.0080005 | 4.4877 | 0.49863 | 14.959 | 13.7426 | 1.527 | 45.8086 | 13.7426 | 1.527 | 45.8086 | 0.56246 | 0.062496 | 3.7497 | 13.705 | 1.5228 | 91.3668 | 13.705 | 1.5228 | 91.3668 | 0.56246 | 0.062496 | 3.7497 | 13.705 | 1.5228 | 91.3668 | 13.705 | 1.5228 | 91.3668
MD | INSIG | INDUSTRIAL | SOLO CUP OPERATING CORPORATION - FEDERALSBURG | MD0065161 | 001 | 1 | 0% | 0.013635 | 0.013635 | 0 | 0 | 25.5819 | 0 | 0 | 1099.4054 | 0 | 0 | 200.4672 | 7.0408 | 0.001765 | 26.4029 | 292.3738 | 0.073294 | 1096.4016 | 258.768 | 0.060849 | 199.9195 | 7.0408 | 0.008801 | 26.4029 | 292.3738 | 0.36547 | 1096.4016 | 258.768 | 0.30342 | 199.9195
MD | INSIG | INDUSTRIAL | SOLOMONS YACHTING CENTER | MDG999141 | 001 | 1 | 0% | 0.00010005 | 0.00010005 | 1.9945 | 0.0099727 | 29.918 | 0.61078 | 0.0030539 | 9.1617 | 0.58852 | 0.0024617 | 4.8713 | 1.9989 | 0.0099945 | 29.9836 | 0.60911 | 0.0030456 | 9.1367 | 0.58691 | 0.002455 | 4.858 | 1.9989 | 0.0099945 | 29.9836 | 0.60911 | 0.0030456 | 9.1367 | 0.58691 | 0.002455 | 4.858
MD | INSIG | INDUSTRIAL | SOMERSET COUNTY LANDFILL | MD0067601 | 001 | 1 | 0% | 0.068037 | 0.068037 | 12.1283 | 0.067981 | 29.918 | 2525.5237 | 14.156 | 6229.9642 | 1915.7903 | 12.5167 | 1888.2081 | 7.9956 | 0.068163 | 29.9836 | 1656.7846 | 14.1241 | 6212.9424 | 1256.7896 | 12.4885 | 1883.049 | 7.9956 | 0.068163 | 29.9836 | 1656.7846 | 14.1241 | 6212.9424 | 1256.7896 | 12.4885 | 1883.049
MD | INSIG | INDUSTRIAL | SOMERSET COUNTY OFFICE OF SOLI | MD0065471 | 001 | 1 | 0% | 0.15785 | 0.15785 | 0.71769 | 0 | 8.6811 | 378.4537 | 0 | 4577.7206 | 287.0842 | 0 | 1387.438 | 0.45559 | 0 | 9.5076 | 219.0252 | 0 | 4570.8432 | 166.1463 | 0 | 1385.3536 | 0.45559 | 0 | 18.9919 | 219.0252 | 0 | 9130.4263 | 166.1463 | 0 | 2767.2943
MD | INSIG | INDUSTRIAL | SOUTH CARROLL SWIM CLUB | MDG766144 | 001 | 1 | 0% | 0.0011593 | 0.0011593 | 1.9945 | 0.19945 | 14.959 | 1.2155 | 0.12155 | 9.1159 | 0 | 0 | 0 | 0.34331 | 0.034331 | 5.1496 | 1.2121 | 0.12121 | 18.182 | 0 | 0 | 0 | 0.34331 | 0.034331 | 5.1496 | 1.2121 | 0.12121 | 18.182 | 0 | 0 | 0
MD | INSIG | INDUSTRIAL | SOUTH RIVER CONDOMINIUM | MDG766093 | 001 | 1 | 0% | 0.0011593 | 0.0011593 | 1.9945 | 0.19945 | 14.959 | 1.2155 | 0.12155 | 9.1159 | 1.1146 | 0.087613 | 3.3363 | 0.34331 | 0.034331 | 5.1496 | 1.2121 | 0.12121 | 18.182 | 1.1115 | 0.087374 | 6.6544 | 0.34331 | 0.034331 | 5.1496 | 1.2121 | 0.12121 | 18.182 | 1.1115 | 0.087374 | 6.6544
MD | INSIG | INDUSTRIAL | SOUTH RIVER LANDING | MDG766692 | 001 | 1 | 0% | 0.0037193 | 0.0037193 | 1.9945 | 0.19945 | 14.959 | 1.2155 | 0.12155 | 9.1159 | 1.1758 | 0.10856 | 5.0619 | 0.10701 | 0.010701 | 1.6051 | 1.2121 | 0.12121 | 18.182 | 1.1726 | 0.10826 | 10.0962 | 0.10701 | 0.010701 | 1.6051 | 1.2121 | 0.12121 | 18.182 | 1.1726 | 0.10826 | 10.0962
MD | INSIG | INDUSTRIAL | SOUTH RIVER MARINA | MDG999180 | 001 | 1 | 0% | 0.00010005 | 0.00010005 | 1.9945 | 0.0099727 | 29.918 | 0.61078 | 0.0030539 | 9.1617 | 0.60852 | 0.003016 | 6.0233 | 1.9989 | 0.0099945 | 29.9836 | 0.60911 | 0.0030456 | 9.1367 | 0.60686 | 0.0030078 | 6.0069 | 1.9989 | 0.0099945 | 29.9836 | 0.60911 | 0.0030456 | 9.1367 | 0.60686 | 0.0030078 | 6.0069
MD | INSIG | INDUSTRIAL | SOUTH STREET PLANT | MDG499893 | 001 | 1 | 0% | 0.00099955 | 0.00099955 | 1.9945 | 0.0099727 | 29.918 | 6.1017 | 0.030509 | 91.5255 | 4.916 | 0.023347 | 49.5209 | 1.9989 | 0.0099945 | 29.9836 | 6.085 | 0.030425 | 91.2754 | 4.9026 | 0.023283 | 49.3856 | 1.9989 | 0.0099945 | 29.9836 | 6.085 | 0.030425 | 91.2754 | 4.9026 | 0.023283 | 49.3856
MD | INSIG | INDUSTRIAL | SOUTHERN MARYLAND OIL-LAPLATA | MDG344454 | 001 | 1 | 0% | 0.0001 | 0.0001 | 11.1694 | 5.9836 | 14.959 | 3.418 | 1.8311 | 4.5777 | 2.3946 | 0.83491 | 0.71875 | 7.9945 | 1.9986 | 15.0082 | 2.4348 | 0.6087 | 4.5708 | 1.7057 | 0.27754 | 0.71767 | 7.9945 | 1.9986 | 29.9795 | 2.4348 | 0.6087 | 9.1304 | 1.7057 | 0.27754 | 1.4336
MD | INSIG | INDUSTRIAL | SPARROWS POINT COUNTRY CLUB | MDG766518 | 001 | 1 | 0% | 0.030439 | 0.030439 | 1.9945 | 0.19945 | 14.959 | 1.2155 | 0.12155 | 9.1159 | 1.2152 | 0.12133 | 6.9242 | 0.013075 | 0.0013075 | 0.19613 | 1.2121 | 0.12121 | 18.182 | 1.2119 | 0.121 | 13.8106 | 0.013075 | 0.0013075 | 0.19613 | 1.2121 | 0.12121 | 18.182 | 1.2119 | 0.121 | 13.8106
MD | INSIG | INDUSTRIAL | SPENCER WEST SITE | MDG499861 | 001 | 1 | 0% | 0.00099968 | 0.00099968 | 1.9936 | 0.0099679 | 29.918 | 6.0988 | 0.030494 | 91.5255 | 3.1535 | 0.018266 | 37.1853 | 1.9977 | 0.0099884 | 29.9795 | 6.0821 | 0.030411 | 91.2754 | 3.1449 | 0.018216 | 37.0837 | 1.9977 | 0.0099884 | 29.9795 | 6.0821 | 0.030411 | 91.2754 | 3.1449 | 0.018216 | 37.0837
MD | INSIG | INDUSTRIAL | SPRING COVE MARINA | MDG766834 | 001 | 1 | 0% | 0.0096593 | 0.0096593 | 1.9945 | 0.19945 | 14.959 | 1.2155 | 0.12155 | 9.1159 | 1.1874 | 0.11187 | 3.9255 | 0.041204 | 0.0041204 | 0.61806 | 1.2121 | 0.12121 | 18.182 | 1.1842 | 0.11157 | 7.8296 | 0.041204 | 0.0041204 | 0.61806 | 1.2121 | 0.12121 | 18.182 | 1.1842 | 0.11157 | 7.8296
MD | INSIG | INDUSTRIAL | SPRING COVE MARINA - SOLOMONS | MDG999101 | 001 | 1 | 0% | 0.00010005 | 0.00010005 | 1.9945 | 0.0099727 | 29.918 | 0.61078 | 0.0030539 | 9.1617 | 0.58852 | 0.0024617 | 4.8713 | 1.9989 | 0.0099945 | 29.9836 | 0.60911 | 0.0030456 | 9.1367 | 0.58691 | 0.002455 | 4.858 | 1.9989 | 0.0099945 | 29.9836 | 0.60911 | 0.0030456 | 9.1367 | 0.58691 | 0.002455 | 4.858
MD | INSIG | INDUSTRIAL | SPRING COVE MARINA, LTD. | MDG766468 | 001 | 1 | 0% | 0.00023931 | 0.00023931 | 1.9945 | 0.19945 | 14.959 | 1.2155 | 0.12155 | 9.1159 | 1.1712 | 0.097976 | 4.8469 | 1.6631 | 0.16631 | 15.0137 | 1.2121 | 0.12121 | 10.9425 | 1.168 | 0.097709 | 5.8181 | 1.6631 | 0.16631 | 24.9468 | 1.2121 | 0.12121 | 18.182 | 1.168 | 0.097709 | 9.6674
MD | INSIG | INDUSTRIAL | ST. MARY'S YACHTING CENTER | MDG999164 | 001 | 1 | 0% | 0.00010005 | 0.00010005 | 1.9945 | 0.0099727 | 29.918 | 0.61078 | 0.0030539 | 9.1617 | 0.61078 | 0.0030539 | 9.1617 | 1.9989 | 0.0099945 | 29.9836 | 0.60911 | 0.0030456 | 9.1367 | 0.60911 | 0.0030456 | 9.1367 | 1.9989 | 0.0099945 | 29.9836 | 0.60911 | 0.0030456 | 9.1367 | 0.60911 | 0.0030456 | 9.1367
MD | INSIG | INDUSTRIAL | STAMBAUGH'S INCORPORATED | MDG499720 | 001 | 1 | 0% | 0.00099968 | 0.00099968 | 1.9936 | 0.0099679 | 29.918 | 6.0988 | 0.030494 | 91.5255 | 4.8404 | 0.021234 | 61.2916 | 1.9977 | 0.0099884 | 29.9795 | 6.0821 | 0.030411 | 91.2754 | 4.8272 | 0.021176 | 61.1241 | 1.9977 | 0.0099884 | 29.9795 | 6.0821 | 0.030411 | 91.2754 | 4.8272 | 0.021176 | 61.1241
MD | INSIG | INDUSTRIAL | STANCILL'S, INC. - FURNACE BAY MINE | MDG499730 | 001 | 1 | 0% | 0.00099955 | 0.00099955 | 1.9945 | 0.0099727 | 29.918 | 6.1017 | 0.030509 | 91.5255 | 5.4451 | 0.020888 | 40.6897 | 1.9989 | 0.0099945 | 29.9836 | 6.085 | 0.030425 | 91.2754 | 5.4303 | 0.020831 | 40.5785 | 1.9989 | 0.0099945 | 29.9836 | 6.085 | 0.030425 | 91.2754 | 5.4303 | 0.020831 | 40.5785
MD | INSIG | INDUSTRIAL | STAR MINING, INC.-MACGRUDER PICKALL HILL | MDG859603 | 001 | 1 | 0% | 0.0084 | 0.0084 | 11.1694 | 5.9836 | 14.959 | 287.1146 | 153.8114 | 384.5285 | 161.3919 | 80.6396 | 216.3156 | 7.9945 | 1.9986 | 15.0082 | 204.5215 | 51.1304 | 383.9508 | 114.965 | 26.8064 | 215.9907 | 7.9945 | 1.9986 | 29.9795 | 204.5215 | 51.1304 | 766.9558 | 114.965 | 26.8064 | 431.4492
MD | INSIG | INDUSTRIAL | STEVEN'S FOREST POOL | MDG766188 | 001 | 1 | 0% | 0.0064593 | 0.0064593 | 1.9945 | 0.19945 | 14.959 | 1.2155 | 0.12155 | 9.1159 | 0.91494 | 0.090853 | 3.3586 | 0.061616 | 0.0061616 | 0.92425 | 1.2121 | 0.12121 | 18.182 | 0.91244 | 0.090605 | 6.6988 | 0.061616 | 0.0061616 | 0.92425 | 1.2121 | 0.12121 | 18.182 | 0.91244 | 0.090605 | 6.6988
MD | INSIG | INDUSTRIAL | STEVENSON POST/ CROSSING | MDG766669 | 001 | 1 | 0% | 0.0088393 | 0.0088393 | 1.9945 | 0.19945 | 14.959 | 1.2155 | 0.12155 | 9.1159 | 0.86555 | 0.053652 | 1.6765 | 0.045026 | 0.0045026 | 0.67539 | 1.2121 | 0.12121 | 18.182 | 0.86318 | 0.053505 | 3.3439 | 0.045026 | 0.0045026 | 0.67539 | 1.2121 | 0.12121 | 18.182 | 0.86318 | 0.053505 | 3.3439
MD | INSIG | INDUSTRIAL | STEYER DEEP MINE | MDG852173 | 001 | 1 | 0% | 5e-05 | 5e-05 | 11.1694 | 5.9836 | 14.959 | 1.709 | 0.91554 | 2.2889 | 1.365 | 0.59453 | 0.189 | 7.9945 | 1.9986 | 15.0082 | 1.2174 | 0.30435 | 2.2854 | 0.97235 | 0.19763 | 0.18872 | 7.9945 | 1.9986 | 29.9795 | 1.2174 | 0.30435 | 4.5652 | 0.97235 | 0.19763 | 0.37697
MD | INSIG | INDUSTRIAL | STILL POND CONDOMINIUM ASSN. | MDG766512 | 001 | 1 | 0% | 0.0080793 | 0.0080793 | 1.9945 | 0.19945 | 14.959 | 1.2155 | 0.12155 | 9.1159 | 0.39041 | 0.050955 | 0.57187 | 0.049262 | 0.0049262 | 0.73892 | 1.2121 | 0.12121 | 18.182 | 0.38934 | 0.050816 | 1.1406 | 0.049262 | 0.0049262 | 0.73892 | 1.2121 | 0.12121 | 18.182 | 0.38934 | 0.050816 | 1.1406
MD | INSIG | INDUSTRIAL | STOLZFUS 2 PIT | MDG498023 | 001 | 1 | 0% | 0.00016696 | 0.00016696 | 1.9945 | 0.0099727 | 29.918 | 1.0197 | 0.0050987 | 15.296 | 0.73624 | 0.0034341 | 5.6438 | 2 | 0.01 | 30 | 1.017 | 0.0050848 | 15.2543 | 0.73423 | 0.0034247 | 5.6284 | 2 | 0.01 | 30 | 1.017 | 0.0050848 | 15.2543 | 0.73423 | 0.0034247 | 5.6284
MD | INSIG | INDUSTRIAL | STONELEIGH COMMUNITY POOL | MDG766613 | 001 | 1 | 0% | 5e-05 | 5e-05 | 1.9945 | 0.19945 | 14.959 | 0.30518 | 0.030518 | 2.2889 | 0.11633 | 0.016335 | 0.62085 | 1.9986 | 0.19986 | 15.0082 | 0.30435 | 0.030435 | 2.2854 | 0.11601 | 0.016291 | 0.61991 | 1.9986 | 0.19986 | 29.9795 | 0.30435 | 0.030435 | 4.5652 | 0.11601 | 0.016291 | 1.2383
MD | INSIG | INDUSTRIAL | STONER QUALITY WATER, INC. | MD0020818 | 001 | 1 | 0% | 0.0063641 | 0.0063641 | 0 | 0 | 3.168 | 0 | 0 | 73.2435 | 0 | 0 | 37.9657 | 0.5647 | 0.30252 | 3.7732 | 10.9452 | 5.8635 | 73.1335 | 8.9668 | 2.7532 | 37.9086 | 2.0099 | 0.50247 | 7.5371 | 38.9565 | 9.7391 | 146.0868 | 31.9149 | 4.5731 | 75.7239
MD | INSIG | INDUSTRIAL | STONEY CREEK BRIDGE MARINA | MDG999137 | 001 | 1 | 0% | 0.00010005 | 0.00010005 | 1.9945 | 0.0099727 | 29.918 | 0.61078 | 0.0030539 | 9.1617 | 0.6093 | 0.003043 | 5.1229 | 1.9989 | 0.0099945 | 29.9836 | 0.60911 | 0.0030456 | 9.1367 | 0.60763 | 0.0030347 | 5.1089 | 1.9989 | 0.0099945 | 29.9836 | 0.60911 | 0.0030456 | 9.1367 | 0.60763 | 0.0030347 | 5.1089
MD | INSIG | INDUSTRIAL | STONEYHURST QUARRIES | MDG491408 | 001 | 1 | 0% | 0.00099955 | 0.00099955 | 1.9945 | 0.0099727 | 29.918 | 6.1017 | 0.030509 | 91.5255 | 5.3033 | 0.017337 | 48.7169 | 1.9989 | 0.0099945 | 29.9836 | 6.085 | 0.030425 | 91.2754 | 5.2888 | 0.017289 | 48.5838 | 1.9989 | 0.0099945 | 29.9836 | 6.085 | 0.030425 | 91.2754 | 5.2888 | 0.017289 | 48.5838
MD | INSIG | INDUSTRIAL | STUP'S GARAGE / USED CARS,INC. | MD0068853 | 001 | 1 | 0% | 5e-05 | 5e-05 | 11.1694 | 5.9836 | 14.959 | 1.709 | 0.91554 | 2.2889 | 1.422 | 0.58646 | 1.2513 | 7.9945 | 1.9986 | 15.0082 | 1.2174 | 0.30435 | 2.2854 | 1.013 | 0.19495 | 1.2494 | 7.9945 | 1.9986 | 29.9795 | 1.2174 | 0.30435 | 4.5652 | 1.013 | 0.19495 | 2.4958
MD | INSIG | INDUSTRIAL | SUMMER HILL CLUB,INC. | MDG766383 | 001 | 1 | 0% | 0.017139 | 0.017139 | 1.9945 | 0.19945 | 14.959 | 1.2155 | 0.12155 | 9.1159 | 0.53436 | 0.050487 | 0.5388 | 0.023221 | 0.0023221 | 0.34832 | 1.2121 | 0.12121 | 18.182 | 0.5329 | 0.050349 | 1.0747 | 0.023221 | 0.0023221 | 0.34832 | 1.2121 | 0.12121 | 18.182 | 0.5329 | 0.050349 | 1.0747
MD | INSIG | INDUSTRIAL | SUNOCO SERVICE STATION | MDG916801 | 001 | 1 | 0% | 0.0006 | 0.0006 | 4.9863 | 0.19945 | 14.959 | 9.1554 | 0.36622 | 27.4663 | 6.7358 | 0.17926 | 6.7395 | 4.9966 | 0.19986 | 15.0082 | 9.1304 | 0.36522 | 27.4251 | 6.7174 | 0.17877 | 6.7294 | 4.9966 | 0.19986 | 29.9795 | 9.1304 | 0.36522 | 54.7826 | 6.7174 | 0.17877 | 13.4421
MD | INSIG | INDUSTRIAL | SUNRISE EAST CONDO. ASSO. | MDG766710 | 001 | 1 | 0% | 0.012059 | 0.012059 | 1.9945 | 0.19945 | 14.959 | 1.2155 | 0.12155 | 9.1159 | 0.99201 | 0.055522 | 1.6462 | 0.033004 | 0.0033004 | 0.49505 | 1.2121 | 0.12121 | 18.182 | 0.9893 | 0.05537 | 3.2833 | 0.033004 | 0.0033004 | 0.49505 | 1.2121 | 0.12121 | 18.182 | 0.9893 | 0.05537 | 3.2833
MD | INSIG | INDUSTRIAL | SUNSET HARBOR MARINA | MDG999188 | 001 | 1 | 0% | 0.00010005 | 0.00010005 | 1.9945 | 0.0099727 | 29.918 | 0.61078 | 0.0030539 | 9.1617 | 0.61078 | 0.0030539 | 9.1617 | 1.9989 | 0.0099945 | 29.9836 | 0.60911 | 0.0030456 | 9.1367 | 0.60911 | 0.0030456 | 9.1367 | 1.9989 | 0.0099945 | 29.9836 | 0.60911 | 0.0030456 | 9.1367 | 0.60911 | 0.0030456 | 9.1367
MD | INSIG | INDUSTRIAL | SUPERIOR PLUS, LLC | MDG492695 | 001 | 1 | 0% | 0.00099955 | 0.00099955 | 1.9945 | 0.0099727 | 29.918 | 6.1017 | 0.030509 | 91.5255 | 4.7164 | 0.019542 | 50.037 | 1.9989 | 0.0099945 | 29.9836 | 6.085 | 0.030425 | 91.2754 | 4.7035 | 0.019489 | 49.9003 | 1.9989 | 0.0099945 | 29.9836 | 6.085 | 0.030425 | 91.2754 | 4.7035 | 0.019489 | 49.9003
MD | INSIG | INDUSTRIAL | SUPPORT TERMINAL OPERATING PAR | MD0062278 | 001 | 1 | 0% | 0.064753 | 0.064753 | 26.0852 | 0 | 1.2208 | 6331.9683 | 0 | 296.3505 | 6290.6984 | 0 | 192.1178 | 0.79926 | 0 | 1.5005 | 157.6218 | 0 | 295.9053 | 156.5944 | 0 | 191.8292 | 0.79926 | 0 | 2.9972 | 157.6218 | 0 | 591.0816 | 156.5944 | 0 | 383.1858
MD | INSIG | INDUSTRIAL | SUPREME SPORTS CLUB POOL | MDG766189 | 001 | 1 | 0% | 0.0013793 | 0.0013793 | 1.9945 | 0.19945 | 14.959 | 1.2155 | 0.12155 | 9.1159 | 0.90786 | 0.090853 | 3.3586 | 0.28855 | 0.028855 | 4.3283 | 1.2121 | 0.12121 | 18.182 | 0.90538 | 0.090605 | 6.6988 | 0.28855 | 0.028855 | 4.3283 | 1.2121 | 0.12121 | 18.182 | 0.90538 | 0.090605 | 6.6988
MD | INSIG | INDUSTRIAL | SWAN POINT YACHT AND COUNTRY CLUB | MDG766974 | 001 | 1 | 0% | 0.0016593 | 0.0016593 | 1.9945 | 0.19945 | 14.959 | 1.2155 | 0.12155 | 9.1159 | 1.1533 | 0.10554 | 3.5978 | 0.23986 | 0.023986 | 3.5979 | 1.2121 | 0.12121 | 18.182 | 1.1502 | 0.10526 | 7.1759 | 0.23986 | 0.023986 | 3.5979 | 1.2121 | 0.12121 | 18.182 | 1.1502 | 0.10526 | 7.1759
MD | INSIG | INDUSTRIAL | SWANN PIT | MDG498024 | 001 | 1 | 0% | 0.00016696 | 0.00016696 | 1.9945 | 0.0099727 | 29.918 | 1.0197 | 0.0050987 | 15.296 | 0.89882 | 0.0040162 | 5.4072 | 2 | 0.01 | 30 | 1.017 | 0.0050848 | 15.2543 | 0.89637 | 0.0040052 | 5.3925 | 2 | 0.01 | 30 | 1.017 | 0.0050848 | 15.2543 | 0.89637 | 0.0040052 | 5.3925
MD | INSIG | INDUSTRIAL | SWANSFIELD POOL | MDG766190 | 001 | 1 | 0% | 0.00029931 | 0.00029931 | 1.9945 | 0.19945 | 14.959 | 1.2155 | 0.12155 | 9.1159 | 0.87191 | 0.091707 | 3.5639 | 1.3297 | 0.13297 | 15.0192 | 1.2121 | 0.12121 | 13.691 | 0.86953 | 0.091456 | 5.3525 | 1.3297 | 0.13297 | 19.9459 | 1.2121 | 0.12121 | 18.182 | 0.86953 | 0.091456 | 7.1083
MD | INSIG | INDUSTRIAL | SWAREY SAND AND GRAVEL FACILITY | MDG499789 | 001 | 1 | 0% | 0.00099955 | 0.00099955 | 1.9945 | 0.0099727 | 29.918 | 6.1017 | 0.030509 | 91.5255 | 2.9141 | 0.015905 | 23.7006 | 1.9989 | 0.0099945 | 29.9836 | 6.085 | 0.030425 | 91.2754 | 2.9062 | 0.015862 | 23.6359 | 1.9989 | 0.0099945 | 29.9836 | 6.085 | 0.030425 | 91.2754 | 2.9062 | 0.015862 | 23.6359
MD | INSIG | INDUSTRIAL | SWAREY-KURTZ MINING | MD0070513 | 001 | 1 | 0% | 0.04479 | 0.04479 | 0 | 0 | 0.53659 | 0 | 0 | 91.5255 | 0 | 0 | 4.101 | 0.008946 | 4.473e-05 | 0.66912 | 1.2203 | 0.0061017 | 91.2754 | 0.46689 | 0.0011017 | 4.0898 | 0.044608 | 0.00022304 | 0.66912 | 6.085 | 0.030425 | 91.2754 | 2.3281 | 0.0054935 | 4.0898
MD | INSIG | INDUSTRIAL | TABLE ROCK MINE | MDG859622 | 001 | 1 | 0% | 5e-05 | 5e-05 | 11.1694 | 5.9836 | 14.959 | 1.709 | 0.91554 | 2.2889 | 1.3862 | 0.59453 | 0.189 | 7.9945 | 1.9986 | 15.0082 | 1.2174 | 0.30435 | 2.2854 | 0.98746 | 0.19763 | 0.18872 | 7.9945 | 1.9986 | 29.9795 | 1.2174 | 0.30435 | 4.5652 | 0.98746 | 0.19763 | 0.37697
MD | INSIG | INDUSTRIAL | TAKOMA PARK CAMPUS POOL(F H) | MDG766149 | 001 | 1 | 0% | 0.0062993 | 0.0062993 | 1.9945 | 0.19945 | 14.959 | 1.2155 | 0.12155 | 9.1159 | 0.80926 | 0.11666 | 6.4722 | 0.063182 | 0.0063182 | 0.94772 | 1.2121 | 0.12121 | 18.182 | 0.80705 | 0.11634 | 12.909 | 0.063182 | 0.0063182 | 0.94772 | 1.2121 | 0.12121 | 18.182 | 0.80705 | 0.11634 | 12.909
MD | INSIG | INDUSTRIAL | TALBOTT SPRINGS POOL | MDG766191 | 001 | 1 | 0% | 0.0022793 | 0.0022793 | 1.9945 | 0.19945 | 14.959 | 1.2155 | 0.12155 | 9.1159 | 0.88835 | 0.090853 | 3.3586 | 0.17461 | 0.017461 | 2.6192 | 1.2121 | 0.12121 | 18.182 | 0.88592 | 0.090605 | 6.6988 | 0.17461 | 0.017461 | 2.6192 | 1.2121 | 0.12121 | 18.182 | 0.88592 | 0.090605 | 6.6988
MD | INSIG | INDUSTRIAL | TAMAR MEADOW | MDG766787 | 001 | 1 | 0% | 5e-05 | 5e-05 | 1.9945 | 0.19945 | 14.959 | 0.30518 | 0.030518 | 2.2889 | 0.22145 | 0.032288 | 1.0298 | 1.9986 | 0.19986 | 15.0082 | 0.30435 | 0.030435 | 2.2854 | 0.22084 | 0.032199 | 1.0282 | 1.9986 | 0.19986 | 29.9795 | 0.30435 | 0.030435 | 4.5652 | 0.22084 | 0.032199 | 2.0539
MD | INSIG | INDUSTRIAL | TAMKO BUILDING PRODUCTS, INC - GRINDING MILL | MDG499899 | 001 | 1 | 0% | 0.00099955 | 0.00099955 | 1.9945 | 0.0099727 | 29.918 | 6.1017 | 0.030509 | 91.5255 | 4.9307 | 0.019542 | 50.037 | 1.9989 | 0.0099945 | 29.9836 | 6.085 | 0.030425 | 91.2754 | 4.9173 | 0.019489 | 49.9003 | 1.9989 | 0.0099945 | 29.9836 | 6.085 | 0.030425 | 91.2754 | 4.9173 | 0.019489 | 49.9003
MD | INSIG | INDUSTRIAL | TANTERRA SWIM CLUB | MDG766896 | 001 | 1 | 0% | 0.00023931 | 0.00023931 | 1.9945 | 0.19945 | 14.959 | 1.2155 | 0.12155 | 9.1159 | 0.32842 | 0.031645 | 0.4206 | 1.6631 | 0.16631 | 15.0137 | 1.2121 | 0.12121 | 10.9425 | 0.32752 | 0.031559 | 0.50488 | 1.6631 | 0.16631 | 24.9468 | 1.2121 | 0.12121 | 18.182 | 0.32752 | 0.031559 | 0.8389
MD | INSIG | INDUSTRIAL | TAYLOR PROPERTIES COMMUNITY ASSOCIATION | MDG767010 | 001 | 1 | 0% | 5e-05 | 5e-05 | 1.9945 | 0.19945 | 14.959 | 0.30518 | 0.030518 | 2.2889 | 0.20331 | 0.012164 | 0.56232 | 1.9986 | 0.19986 | 15.0082 | 0.30435 | 0.030435 | 2.2854 | 0.20276 | 0.012131 | 0.56148 | 1.9986 | 0.19986 | 29.9795 | 0.30435 | 0.030435 | 4.5652 | 0.20276 | 0.012131 | 1.1216
MD | INSIG | INDUSTRIAL | TEA BOW DAIRY FARMS INC | MD0068772 | 001 | 1.166 | 16.6% |  | 0 |  |  |  | 0 | 0 | 0 | 0 | 0 | 0 |  |  |  | 0 | 0 | 0 | 0 | 0 | 0 |  |  |  | 0 | 0 | 0 | 0 | 0 | 0
MD | INSIG | INDUSTRIAL | TECUMSEH CONDOMINIUM | MDG766106 | 001 | 1 | 0% | 0.0081593 | 0.0081593 | 1.9945 | 0.19945 | 14.959 | 1.2155 | 0.12155 | 9.1159 | 1.2063 | 0.11837 | 4.9551 | 0.048779 | 0.0048779 | 0.73168 | 1.2121 | 0.12121 | 18.182 | 1.203 | 0.11804 | 9.8831 | 0.048779 | 0.0048779 | 0.73168 | 1.2121 | 0.12121 | 18.182 | 1.203 | 0.11804 | 9.8831
MD | INSIG | INDUSTRIAL | TELEDYNE ENERGY SYSTEMS,INC. | MD0065901 | 001 | 1.0313 | 3.126% |  | 0.027862 | 8 | 0 | 30 | 678.8508 | 0 | 2545.6907 | 207.399 | 0 | 159.6988 | 8 | 0 | 30 | 678.8508 | 0 | 2545.6907 | 207.399 | 0 | 159.6988 | 8 | 0 | 30 | 678.8508 | 0 | 2545.6907 | 207.399 | 0 | 159.6988
MD | INSIG | INDUSTRIAL | THE BELLE GROVE CORPORATION/SAND/GRAVEL | MDG499741 | 001 | 1 | 0% | 0.00099955 | 0.00099955 | 1.9945 | 0.0099727 | 29.918 | 6.1017 | 0.030509 | 91.5255 | 4.3286 | 0.011761 | 18.6889 | 1.9989 | 0.0099945 | 29.9836 | 6.085 | 0.030425 | 91.2754 | 4.3168 | 0.011728 | 18.6378 | 1.9989 | 0.0099945 | 29.9836 | 6.085 | 0.030425 | 91.2754 | 4.3168 | 0.011728 | 18.6378
MD | INSIG | INDUSTRIAL | THE BOSTON INN, INC. | MDG766199 | 001 | 1 | 0% | 0.0011593 | 0.0011593 | 1.9945 | 0.19945 | 14.959 | 1.2155 | 0.12155 | 9.1159 | 0 | 0 | 0 | 0.34331 | 0.034331 | 5.1496 | 1.2121 | 0.12121 | 18.182 | 0 | 0 | 0 | 0.34331 | 0.034331 | 5.1496 | 1.2121 | 0.12121 | 18.182 | 0 | 0 | 0
MD | INSIG | INDUSTRIAL | THE CHILDREN'S HOME | MDG766870 | 001 | 1 | 0% | 5e-05 | 5e-05 | 1.9945 | 0.19945 | 14.959 | 0.30518 | 0.030518 | 2.2889 | 0.19122 | 0.013387 | 0.52876 | 1.9986 | 0.19986 | 15.0082 | 0.30435 | 0.030435 | 2.2854 | 0.19069 | 0.01335 | 0.52797 | 1.9986 | 0.19986 | 29.9795 | 0.30435 | 0.030435 | 4.5652 | 0.19069 | 0.01335 | 1.0546
MD | INSIG | INDUSTRIAL | THE COVE MARINA | MDG999232 | 001 | 1 | 0% | 0.00010005 | 0.00010005 | 1.9945 | 0.0099727 | 29.918 | 0.61078 | 0.0030539 | 9.1617 | 0.61078 | 0.0030539 | 9.1617 | 1.9989 | 0.0099945 | 29.9836 | 0.60911 | 0.0030456 | 9.1367 | 0.60911 | 0.0030456 | 9.1367 | 1.9989 | 0.0099945 | 29.9836 | 0.60911 | 0.0030456 | 9.1367 | 0.60911 | 0.0030456 | 9.1367
MD | INSIG | INDUSTRIAL | THE ELIZABETH CONDO | MDG766368 | 001 | 1 | 0% | 0.00019931 | 0.00019931 | 1.9945 | 0.19945 | 14.959 | 1.2155 | 0.12155 | 9.1159 | 0.22425 | 0.071696 | 4.8212 | 1.9969 | 0.19969 | 15.0082 | 1.2121 | 0.12121 | 9.1101 | 0.22364 | 0.0715 | 4.8181 | 1.9969 | 0.19969 | 29.9535 | 1.2121 | 0.12121 | 18.182 | 0.22364 | 0.0715 | 9.616
MD | INSIG | INDUSTRIAL | THE GARDENS @ OWINGS MILLS | MDG766505 | 001 | 1 | 0% | 0.014159 | 0.014159 | 1.9945 | 0.19945 | 14.959 | 1.2155 | 0.12155 | 9.1159 | 0.54662 | 0.07014 | 3.696 | 0.028109 | 0.0028109 | 0.42163 | 1.2121 | 0.12121 | 18.182 | 0.54512 | 0.069949 | 7.3718 | 0.028109 | 0.0028109 | 0.42163 | 1.2121 | 0.12121 | 18.182 | 0.54512 | 0.069949 | 7.3718
MD | INSIG | INDUSTRIAL | THE GARDENS ICE HOUSE | MD0070084 | 001 | 1 | 0% | 0.0020514 | 0.0020514 | 0 | 0 | 2.9918 | 0 | 0 | 22.9043 | 0 | 0 | 20.7032 | 0.048881 | 0.00024441 | 3.6561 | 0.30539 | 0.001527 | 22.8417 | 0.23822 | 0.0017131 | 20.6466 | 0.24374 | 0.0012187 | 3.6561 | 1.5228 | 0.0076139 | 22.8417 | 1.1879 | 0.0085422 | 20.6466
MD | INSIG | INDUSTRIAL | THE GENERAL SHIP REPAIR CORPORATION | MDG999273 | 001 | 1 | 0% | 0.00010005 | 0.00010005 | 1.9945 | 0.0099727 | 29.918 | 0.61078 | 0.0030539 | 9.1617 | 0.60942 | 0.0030292 | 5.4882 | 1.9989 | 0.0099945 | 29.9836 | 0.60911 | 0.0030456 | 9.1367 | 0.60776 | 0.003021 | 5.4732 | 1.9989 | 0.0099945 | 29.9836 | 0.60911 | 0.0030456 | 9.1367 | 0.60776 | 0.003021 | 5.4732
MD | INSIG | INDUSTRIAL | THE HERITAGE AT SILVER SPRING | MD0071790 | 001 | 1 | 0% | 0.0063086 | 0.0063086 | 0 | 0 | 1.5073 | 0 | 0 | 29.0795 | 0 | 0 | 16.7508 | 0 | 0 | 1.5114 | 0 | 0 | 29.0397 | 0 | 0 | 16.7279
MD | INSIG | INDUSTRIAL | THE HINCKLEY COMPANY | MDG999271 | 001 | 1 | 0% | 0.00010005 | 0.00010005 | 1.9945 | 0.0099727 | 29.918 | 0.61078 | 0.0030539 | 9.1617 | 0.59678 | 0.0027854 | 3.9324 | 1.9989 | 0.0099945 | 29.9836 | 0.60911 | 0.0030456 | 9.1367 | 0.59515 | 0.0027778 | 3.9217 | 1.9989 | 0.0099945 | 29.9836 | 0.60911 | 0.0030456 | 9.1367 | 0.59515 | 0.0027778 | 3.9217
MD | INSIG | INDUSTRIAL | THE HINKLEY COMPANY | MDG766745 | 001 | 1 | 0% | 0.0096593 | 0.0096593 | 1.9945 | 0.19945 | 14.959 | 1.2155 | 0.12155 | 9.1159 | 1.1876 | 0.11086 | 3.9128 | 0.041204 | 0.0041204 | 0.61806 | 1.2121 | 0.12121 | 18.182 | 1.1843 | 0.11056 | 7.8042 | 0.041204 | 0.0041204 | 0.61806 | 1.2121 | 0.12121 | 18.182 | 1.1843 | 0.11056 | 7.8042
MD | INSIG | INDUSTRIAL | THE HINKLEY COMPANY | MDG999211 | 001 | 1 | 0% | 0.00010005 | 0.00010005 | 1.9945 | 0.0099727 | 29.918 | 0.61078 | 0.0030539 | 9.1617 | 0.58689 | 0.0026669 | 4.0176 | 1.9989 | 0.0099945 | 29.9836 | 0.60911 | 0.0030456 | 9.1367 | 0.58529 | 0.0026596 | 4.0066 | 1.9989 | 0.0099945 | 29.9836 | 0.60911 | 0.0030456 | 9.1367 | 0.58529 | 0.0026596 | 4.0066
MD | INSIG | INDUSTRIAL | THE PADONIA CORPORATION | MDG766044 | 001 | 1 | 0% | 0.0011593 | 0.0011593 | 1.9945 | 0.19945 | 14.959 | 1.2155 | 0.12155 | 9.1159 | 0.85993 | 0.053652 | 1.6765 | 0.34331 | 0.034331 | 5.1496 | 1.2121 | 0.12121 | 18.182 | 0.85758 | 0.053505 | 3.3439 | 0.34331 | 0.034331 | 5.1496 | 1.2121 | 0.12121 | 18.182 | 0.85758 | 0.053505 | 3.3439
MD | INSIG | INDUSTRIAL | THE POINT CONDOMINIUMS | MDG766111 | 001 | 1 | 0% | 0.0029593 | 0.0029593 | 1.9945 | 0.19945 | 14.959 | 1.2155 | 0.12155 | 9.1159 | 1.2063 | 0.11837 | 4.9551 | 0.13449 | 0.013449 | 2.0174 | 1.2121 | 0.12121 | 18.182 | 1.203 | 0.11804 | 9.8831 | 0.13449 | 0.013449 | 2.0174 | 1.2121 | 0.12121 | 18.182 | 1.203 | 0.11804 | 9.8831
MD | INSIG | INDUSTRIAL | THE RECYCLING CENTER | MDG491754 | 001 | 1 | 0% | 0.00016696 | 0.00016696 | 1.9945 | 0.0099727 | 29.918 | 1.0197 | 0.0050987 | 15.296 | 0.76921 | 0.0057203 | 13.8261 | 2 | 0.01 | 30 | 1.017 | 0.0050848 | 15.2543 | 0.76711 | 0.0057047 | 13.7883 | 2 | 0.01 | 30 | 1.017 | 0.0050848 | 15.2543 | 0.76711 | 0.0057047 | 13.7883
MD | INSIG | INDUSTRIAL | THE RITTENHOUSE FUEL COMPANY | MDG344402 | 001 | 1 | 0% | 0.0075 | 0.0075 | 11.1694 | 5.9836 | 14.959 | 256.3524 | 137.3316 | 343.329 | 96.74 | 61.8807 | 26.0719 | 7.9945 | 1.9986 | 15.0082 | 182.6085 | 45.6521 | 342.8132 | 68.9112 | 20.5706 | 26.0327 | 7.9945 | 1.9986 | 29.9795 | 182.6085 | 45.6521 | 684.782 | 68.9112 | 20.5706 | 52.0013
MD | INSIG | INDUSTRIAL | THE WHARF AT HANDY'S POINT | MDG999274 | 001 | 1 | 0% | 0.00010005 | 0.00010005 | 1.9945 | 0.0099727 | 29.918 | 0.61078 | 0.0030539 | 9.1617 | 0.59384 | 0.0027717 | 4.4439 | 1.9989 | 0.0099945 | 29.9836 | 0.60911 | 0.0030456 | 9.1367 | 0.59222 | 0.0027642 | 4.4317 | 1.9989 | 0.0099945 | 29.9836 | 0.60911 | 0.0030456 | 9.1367 | 0.59222 | 0.0027642 | 4.4317
MD | INSIG | INDUSTRIAL | THIEN FAMILY RECREATIONAL WILDLIVE & BIRD SANTUARY | MD0070718 | 001 | 1 | 0% | 0.0040255 | 0.0040255 | 0 | 0 | 5.6978 | 0 | 0 | 83.7521 | 0 | 0 | 83.7521 | 0.091108 | 0.00045554 | 6.8127 | 1.117 | 0.0055849 | 83.5233 | 1.117 | 0.0055849 | 83.5233 | 0.45418 | 0.0022709 | 6.8127 | 5.5682 | 0.027841 | 83.5233 | 5.5682 | 0.027841 | 83.5233
MD | INSIG | INDUSTRIAL | THOMAS BENNETT HUNTER INC HAGERSTOWN CONCRETE | MDG493125 | 001 | 1 | 0% | 0.00099968 | 0.00099968 | 1.9936 | 0.0099679 | 29.918 | 6.0988 | 0.030494 | 91.5255 | 5.7711 | 0.022496 | 59.543 | 1.9977 | 0.0099884 | 29.9795 | 6.0821 | 0.030411 | 91.2754 | 5.7553 | 0.022435 | 59.3803 | 1.9977 | 0.0099884 | 29.9795 | 6.0821 | 0.030411 | 91.2754 | 5.7553 | 0.022435 | 59.3803
MD | INSIG | INDUSTRIAL | THOMAS RUARK,INC-DOWNS RD PIT | MD0069663 | 001 | 1 | 0% | 0.021667 | 0.021667 | 0.71769 | 0 | 14.959 | 47.5855 | 0 | 991.8395 | 20.4635 | 0 | 168.473 | 0.71916 | 0 | 15.0082 | 47.4555 | 0 | 990.3494 | 20.4076 | 0 | 168.2199 | 0.71916 | 0 | 29.9795 | 47.4555 | 0 | 1978.259 | 20.4076 | 0 | 336.0255
MD | INSIG | INDUSTRIAL | THOMAS, BENNETT & HUNTER, INC. - FREDERICK CONCRET | MDG499818 | 001 | 1 | 0% | 0.00099955 | 0.00099955 | 1.9945 | 0.0099727 | 29.918 | 6.1017 | 0.030509 | 91.5255 | 4.1681 | 0.023347 | 49.5209 | 1.9989 | 0.0099945 | 29.9836 | 6.085 | 0.030425 | 91.2754 | 4.1567 | 0.023283 | 49.3856 | 1.9989 | 0.0099945 | 29.9836 | 6.085 | 0.030425 | 91.2754 | 4.1567 | 0.023283 | 49.3856
MD | INSIG | INDUSTRIAL | THOMAS, BENNETT & HUNTER, INC. - WESTMINSTER CONCR | MDG490433 | 001 | 1 | 0% | 0.00099955 | 0.00099955 | 1.9945 | 0.0099727 | 29.918 | 6.1017 | 0.030509 | 91.5255 | 4.8428 | 0.021244 | 61.2916 | 1.9989 | 0.0099945 | 29.9836 | 6.085 | 0.030425 | 91.2754 | 4.8295 | 0.021186 | 61.1241 | 1.9989 | 0.0099945 | 29.9836 | 6.085 | 0.030425 | 91.2754 | 4.8295 | 0.021186 | 61.1241
MD | INSIG | INDUSTRIAL | THORNTON WOOD CONDOMINIUM | MDG766694 | 001 | 1 | 0% | 0.0085593 | 0.0085593 | 1.9945 | 0.19945 | 14.959 | 1.2155 | 0.12155 | 9.1159 | 0.88479 | 0.053652 | 1.6765 | 0.046499 | 0.0046499 | 0.69749 | 1.2121 | 0.12121 | 18.182 | 0.88237 | 0.053505 | 3.3439 | 0.046499 | 0.0046499 | 0.69749 | 1.2121 | 0.12121 | 18.182 | 0.88237 | 0.053505 | 3.3439
MD | INSIG | INDUSTRIAL | THORO GOODS CONCRETE COMPANY | MDG499735 | 001 | 1 | 0% | 0.00099955 | 0.00099955 | 1.9945 | 0.0099727 | 29.918 | 6.1017 | 0.030509 | 91.5255 | 6.0329 | 0.028792 | 29.2715 | 1.9989 | 0.0099945 | 29.9836 | 6.085 | 0.030425 | 91.2754 | 6.0164 | 0.028714 | 29.1916 | 1.9989 | 0.0099945 | 29.9836 | 6.085 | 0.030425 | 91.2754 | 6.0164 | 0.028714 | 29.1916
MD | INSIG | INDUSTRIAL | THUNDER HILL POOL | MDG766192 | 001 | 1 | 0% | 0.0022193 | 0.0022193 | 1.9945 | 0.19945 | 14.959 | 1.2155 | 0.12155 | 9.1159 | 0.86859 | 0.090853 | 3.3586 | 0.17934 | 0.017934 | 2.69 | 1.2121 | 0.12121 | 18.182 | 0.86622 | 0.090605 | 6.6988 | 0.17934 | 0.017934 | 2.69 | 1.2121 | 0.12121 | 18.182 | 0.86622 | 0.090605 | 6.6988
MD | INSIG | INDUSTRIAL | TIDEWATER YACHT SERVICE CENTER | MDG999190 | 001 | 1 | 0% | 0.00010005 | 0.00010005 | 1.9945 | 0.0099727 | 29.918 | 0.61078 | 0.0030539 | 9.1617 | 0.60942 | 0.0030292 | 5.4882 | 1.9989 | 0.0099945 | 29.9836 | 0.60911 | 0.0030456 | 9.1367 | 0.60776 | 0.003021 | 5.4732 | 1.9989 | 0.0099945 | 29.9836 | 0.60911 | 0.0030456 | 9.1367 | 0.60776 | 0.003021 | 5.4732
MD | INSIG | INDUSTRIAL | TILDEN WOODS RECREATION ASSOC. | MDG766858 | 001 | 1 | 0% | 0.018239 | 0.018239 | 1.9945 | 0.19945 | 14.959 | 1.2155 | 0.12155 | 9.1159 | 0.2106 | 0.071696 | 4.8212 | 0.021821 | 0.0021821 | 0.32732 | 1.2121 | 0.12121 | 18.182 | 0.21002 | 0.0715 | 9.616 | 0.021821 | 0.0021821 | 0.32732 | 1.2121 | 0.12121 | 18.182 | 0.21002 | 0.0715 | 9.616
MD | INSIG | INDUSTRIAL | TOLCHESTER MARINA | MDG999241 | 001 | 1 | 0% | 0.00010005 | 0.00010005 | 1.9945 | 0.0099727 | 29.918 | 0.61078 | 0.0030539 | 9.1617 | 0.61078 | 0.0030539 | 9.1617 | 1.9989 | 0.0099945 | 29.9836 | 0.60911 | 0.0030456 | 9.1367 | 0.60911 | 0.0030456 | 9.1367 | 1.9989 | 0.0099945 | 29.9836 | 0.60911 | 0.0030456 | 9.1367 | 0.60911 | 0.0030456 | 9.1367
MD | INSIG | INDUSTRIAL | TOLCHESTER MARINA, INC. | MDG766032 | 001 | 1 | 0% | 0.0019393 | 0.0019393 | 1.9945 | 0.19945 | 14.959 | 1.2155 | 0.12155 | 9.1159 | 1.2155 | 0.12155 | 9.1159 | 0.20523 | 0.020523 | 3.0784 | 1.2121 | 0.12121 | 18.182 | 1.2121 | 0.12121 | 18.182 | 0.20523 | 0.020523 | 3.0784 | 1.2121 | 0.12121 | 18.182 | 1.2121 | 0.12121 | 18.182
MD | INSIG | INDUSTRIAL | TOLLGATE LANDFILL | MD0065765 | 001 | 1 | 0% | 0.049972 | 0.049972 | 6.7345 | 0 | 36.9569 | 795.8043 | 0 | 4367.1454 | 653.8627 | 0 | 976.6093 | 8.4626 | 2.2972 | 28.6517 | 1287.9459 | 349.6109 | 4360.5844 | 1058.2246 | 172.5175 | 975.1421 | 15.2621 | 3.8155 | 57.2328 | 2322.7804 | 580.6951 | 8710.4267 | 1908.4834 | 286.5472 | 1947.8819
MD | INSIG | INDUSTRIAL | TOPFIELD CONDOMINIUMS | MDG766763 | 001 | 1 | 0% | 0.0095593 | 0.0095593 | 1.9945 | 0.19945 | 14.959 | 1.2155 | 0.12155 | 9.1159 | 0.55158 | 0.050487 | 0.5388 | 0.041635 | 0.0041635 | 0.62452 | 1.2121 | 0.12121 | 18.182 | 0.55007 | 0.050349 | 1.0747 | 0.041635 | 0.0041635 | 0.62452 | 1.2121 | 0.12121 | 18.182 | 0.55007 | 0.050349 | 1.0747
MD | INSIG | INDUSTRIAL | TOTAL ENGINEERING INC | MD0070343 | 001 | 1.1153 | 11.53% |  | 0 |  |  |  | 0 | 0 | 0 | 0 | 0 | 0 |  |  |  | 0 | 0 | 0 | 0 | 0 | 0 |  |  |  | 0 | 0 | 0 | 0 | 0 | 0
MD | INSIG | INDUSTRIAL | TOWERS CONCRETE PRODUCTS, INC. | MDG499797 | 001 | 1 | 0% | 0.00099955 | 0.00099955 | 1.9945 | 0.0099727 | 29.918 | 6.1017 | 0.030509 | 91.5255 | 5.6613 | 0.025563 | 20.8423 | 1.9989 | 0.0099945 | 29.9836 | 6.085 | 0.030425 | 91.2754 | 5.6458 | 0.025493 | 20.7854 | 1.9989 | 0.0099945 | 29.9836 | 6.085 | 0.030425 | 91.2754 | 5.6458 | 0.025493 | 20.7854
MD | INSIG | INDUSTRIAL | TOWN OF CLEAR SPRING WTF | MD0069132 | 001 | 1 | 0% | 8.768e-09 | 8.768e-09 | 0 | 0 | 14.959 | 0 | 0 | 0.00041016 | 0 | 0 | 0.00020113 | 0 | 0 | 15.3357 | 0 | 0 | 0.00040952 | 0 | 0 | 0.00020081 | 0 | 0 | 30.636 | 0 | 0 | 0.00081809 | 0 | 0 | 0.00040115
MD | INSIG | INDUSTRIAL | TRADEWINDS MARINA | MD0070475 | 001 | 1 | 0% | 0.00060007 | 0.00060007 | 0 | 0 | 59.7762 | 0 | 0 | 91.5255 | 0 | 0 | 61.496 | 0.66774 | 0.0033387 | 49.9438 | 1.2203 | 0.0061017 | 91.2754 | 1.2194 | 0.0060903 | 61.328 | 3.3296 | 0.016648 | 49.9438 | 6.085 | 0.030425 | 91.2754 | 6.0803 | 0.030369 | 61.328
MD | INSIG | INDUSTRIAL | TRANSIT TRUCK STOP | MDG916671 | 001 | 1 | 0% | 0.0025 | 0.0025 | 4.9863 | 0.19945 | 14.959 | 38.1477 | 1.5259 | 114.443 | 32.9603 | 0.7919 | 26.2712 | 4.9966 | 0.19986 | 15.0082 | 38.0434 | 1.5217 | 114.2711 | 32.8702 | 0.78974 | 26.2317 | 4.9966 | 0.19986 | 29.9795 | 38.0434 | 1.5217 | 228.2607 | 32.8702 | 0.78974 | 52.3989
MD | INSIG | INDUSTRIAL | TRANS-TECH INCORPORATED | MD0058611 | 001 | 1 | 0% | 0.0088456 | 0.0088456 | 78.0718 | 0.23615 | 1.455 | 2426.6301 | 7.3401 | 45.2236 | 1927.8265 | 5.1352 | 21.765 | 10.7228 | 0 | 19.0091 | 288.8709 | 0 | 512.1003 | 229.4923 | 0 | 246.4611 | 10.7228 | 0 | 46.6434 | 288.8709 | 0 | 1256.5627 | 229.4923 | 0 | 604.7522
MD | INSIG | INDUSTRIAL | TRI STAR MINING,INC. | MDG852345 | 001 | 1 | 0% | 0.0275 | 0.0275 | 11.1694 | 5.9836 | 14.959 | 939.9586 | 503.5493 | 1258.8732 | 575.0467 | 241.835 | 598.2663 | 7.9945 | 1.9986 | 15.0082 | 669.5646 | 167.3911 | 1256.9819 | 409.6254 | 80.3914 | 597.3675 | 7.9945 | 1.9986 | 29.9795 | 669.5646 | 167.3911 | 2510.8672 | 409.6254 | 80.3914 | 1193.2634
MD | INSIG | INDUSTRIAL | TRIGEN-ENERGY BALTIMORE | MD0061930 | 001 | 1 | 0% | 0.023533 | 0.023533 | 0 | 0 | 30.6852 | 0 | 0 | 2198.8109 | 0 | 0 | 1251.6788 | 1.4601 | 0.00409 | 30.5956 | 104.6483 | 0.29313 | 2192.8032 | 102.6477 | 0.27461 | 1248.2589 | 7.2817 | 0.020397 | 30.5956 | 521.8872 | 1.4619 | 2192.8032 | 511.9098 | 1.3695 | 1248.2589
MD | INSIG | INDUSTRIAL | TRIGEN-ENERGY BALTIMORE | MD0066877 | 001 | 1 | 0% | 0.0019447 | 0.0019447 | 0.1624 | 0.017195 | 31.8425 | 0.78848 | 0.083487 | 154.6027 | 0.77341 | 0.07821 | 88.008 | 2.5918 | 0.018216 | 26.0639 | 15.3507 | 0.10789 | 154.3704 | 15.0572 | 0.10107 | 87.8758 | 12.3852 | 0.034692 | 52.0635 | 73.3546 | 0.20548 | 308.3606 | 71.9523 | 0.19249 | 175.5351
MD | INSIG | INDUSTRIAL | TRI-STAR MINING, INC | MDG850938 | 001 | 1 | 0% | 5e-05 | 5e-05 | 11.1694 | 5.9836 | 14.959 | 1.709 | 0.91554 | 2.2889 | 1.0348 | 0.20003 | 0.36818 | 7.9945 | 1.9986 | 15.0082 | 1.2174 | 0.30435 | 2.2854 | 0.73712 | 0.066494 | 0.36762 | 7.9945 | 1.9986 | 29.9795 | 1.2174 | 0.30435 | 4.5652 | 0.73712 | 0.066494 | 0.73434
MD | INSIG | INDUSTRIAL | TRI-STAR MINING,INC. | MDG852802 | 001 | 1 | 0% | 0.0029 | 0.0029 | 11.1694 | 5.9836 | 14.959 | 99.1229 | 53.1016 | 132.7539 | 60.6413 | 25.5026 | 63.0899 | 7.9945 | 1.9986 | 15.0082 | 70.6086 | 17.6522 | 132.5545 | 43.1969 | 8.4776 | 62.9951 | 7.9945 | 1.9986 | 29.9795 | 70.6086 | 17.6522 | 264.7824 | 43.1969 | 8.4776 | 125.8351
MD | INSIG | INDUSTRIAL | TRITON MARINA | MDG999195 | 001 | 1 | 0% | 0.00010005 | 0.00010005 | 1.9945 | 0.0099727 | 29.918 | 0.61078 | 0.0030539 | 9.1617 | 0.61078 | 0.0030539 | 9.1617 | 1.9989 | 0.0099945 | 29.9836 | 0.60911 | 0.0030456 | 9.1367 | 0.60911 | 0.0030456 | 9.1367 | 1.9989 | 0.0099945 | 29.9836 | 0.60911 | 0.0030456 | 9.1367 | 0.60911 | 0.0030456 | 9.1367
MD | INSIG | INDUSTRIAL | TROTTERS GLEN GOLF COURSE | MDONLY3249 | 001 | 1 | 0% | 0.020011 | 0.020011 | 1.9945 | 0.0099727 | 29.918 | 122.1562 | 0.61078 | 1832.3424 | 82.5261 | 0.58625 | 1300.9464 | 1.9989 | 0.0099945 | 29.9836 | 121.8224 | 0.60911 | 1827.336 | 82.3006 | 0.58465 | 1297.3919 | 1.9989 | 0.0099945 | 29.9836 | 121.8224 | 0.60911 | 1827.336 | 82.3006 | 0.58465 | 1297.3919
MD | INSIG | INDUSTRIAL | TRUXTUN PARK POOL | MDG766981 | 001 | 1 | 0% | 5e-05 | 5e-05 | 1.9945 | 0.19945 | 14.959 | 0.30518 | 0.030518 | 2.2889 | 0.30288 | 0.02972 | 1.2441 | 1.9986 | 0.19986 | 15.0082 | 0.30435 | 0.030435 | 2.2854 | 0.30206 | 0.029639 | 1.2423 | 1.9986 | 0.19986 | 29.9795 | 0.30435 | 0.030435 | 4.5652 | 0.30206 | 0.029639 | 2.4815
MD | INSIG | INDUSTRIAL | TURKEY POINT MARINA | MDG999185 | 001 | 1 | 0% | 0.00010005 | 0.00010005 | 1.9945 | 0.0099727 | 29.918 | 0.61078 | 0.0030539 | 9.1617 | 0.60852 | 0.003016 | 6.0233 | 1.9989 | 0.0099945 | 29.9836 | 0.60911 | 0.0030456 | 9.1367 | 0.60686 | 0.0030078 | 6.0069 | 1.9989 | 0.0099945 | 29.9836 | 0.60911 | 0.0030456 | 9.1367 | 0.60686 | 0.0030078 | 6.0069
MD | INSIG | INDUSTRIAL | TURNER PIT/WAUGH CHAPEL PIT | MDG499725 | 001 | 1 | 0% | 0.00099968 | 0.00099968 | 1.9936 | 0.0099679 | 29.918 | 6.0988 | 0.030494 | 91.5255 | 4.7653 | 0.026571 | 22.1767 | 1.9977 | 0.0099884 | 29.9795 | 6.0821 | 0.030411 | 91.2754 | 4.7523 | 0.026498 | 22.1161 | 1.9977 | 0.0099884 | 29.9795 | 6.0821 | 0.030411 | 91.2754 | 4.7523 | 0.026498 | 22.1161
MD | INSIG | INDUSTRIAL | TWO RIVERS YACHT BASIN LTD. | MDG999199 | 001 | 1 | 0% | 0.00010005 | 0.00010005 | 1.9945 | 0.0099727 | 29.918 | 0.61078 | 0.0030539 | 9.1617 | 0.60421 | 0.0029092 | 7.3298 | 1.9989 | 0.0099945 | 29.9836 | 0.60911 | 0.0030456 | 9.1367 | 0.60256 | 0.0029013 | 7.3097 | 1.9989 | 0.0099945 | 29.9836 | 0.60911 | 0.0030456 | 9.1367 | 0.60256 | 0.0029013 | 7.3097
MD | INSIG | INDUSTRIAL | U. OF MD. WYE RESEARCH CENTER | MD0065170 | 001 | 1 | 0% | 0.057554 | 0.057554 | 0 | 0 | 14.8486 | 0 | 0 | 2619.09 | 0 | 0 | 2289.5959 | 1.2255 | 1.2785 | 14.9194 | 214.8095 | 224.0976 | 2615.1552 | 214.4016 | 222.6836 | 2286.1561 | 6.1065 | 1.9868 | 29.8021 | 1070.3796 | 348.2579 | 5223.868 | 1068.3474 | 346.0604 | 4566.6804
MD | INSIG | INDUSTRIAL | U.S. ARMY ABERDEEN PROVING GROUND- EDGEWOOD AREA | MD0003565 | 001 | 1 | 0% | 0.87139 | 0.87139 | 0 | 0 | 0.70889 | 0 | 0 | 2349.068 | 0 | 0 | 2349.068 | 0.048126 | 0.0060908 | 0.88273 | 127.7203 | 16.1643 | 2342.6498 | 127.7203 | 16.1643 | 2342.6498 | 0.23539 | 0.030454 | 0.88273 | 624.7066 | 80.8214 | 2342.6498 | 624.7066 | 80.8214 | 2342.6498
MD | INSIG | INDUSTRIAL | U.S. COAST GUARD - BALTIMORE Y | MD0067300 | 001 | 1 | 0% | 0.34441 | 0.34441 | 0 | 0 | 15.5308 | 0 | 0 | 2368.4712 | 0 | 0 | 1288.3588 | 0.062061 | 0.00025035 | 3.2738 | 65.0973 | 0.2626 | 3433.9886 | 64.4855 | 0.24422 | 1867.96 | 0.27293 | 0.0012485 | 3.8326 | 286.2826 | 1.3096 | 4020.1392 | 283.5922 | 1.218 | 2186.8038
MD | INSIG | INDUSTRIAL | U.S. NAVY - PATUXENT RIVER NAVAL AIR STATION | MD0020150 | 001 | 1 | 0% | 0.1889 | 0.1889 | 0 | 0 | 35.5071 | 0 | 0 | 19789.2979 | 0 | 0 | 11258.0326 | 1.8754 | 0.23735 | 34.3039 | 1078.9048 | 136.5462 | 19735.2288 | 1045.9197 | 121.1867 | 11227.273 | 9.1477 | 1.1835 | 34.3039 | 5262.7277 | 680.8654 | 19735.2288 | 5101.8319 | 604.278 | 11227.273
MD | INSIG | INDUSTRIAL | U.S.COAST GUARD YARD | MDG766792 | 001 | 1 | 0% | 0.11339 | 0.11339 | 1.9945 | 0.19945 | 14.959 | 0.20156 | 0.020156 | 1.5117 | 0.19781 | 0.017366 | 0.53136 | 0.00058204 | 4.6595e-05 | 0.0087306 | 0.20101 | 0.016092 | 3.0151 | 0.19727 | 0.013865 | 1.0598 | 0.00058204 | 5.8204e-05 | 0.0087306 | 0.20101 | 0.020101 | 3.0151 | 0.19727 | 0.017319 | 1.0598
MD | INSIG | INDUSTRIAL | ULMSTEAD SWIM CLUB | MDG766498 | 001 | 1 | 0% | 0.029259 | 0.029259 | 1.9945 | 0.19945 | 14.959 | 1.2155 | 0.12155 | 9.1159 | 1.1768 | 0.098939 | 4.055 | 0.013603 | 0.0013603 | 0.20404 | 1.2121 | 0.12121 | 18.182 | 1.1736 | 0.098668 | 8.0879 | 0.013603 | 0.0013603 | 0.20404 | 1.2121 | 0.12121 | 18.182 | 1.1736 | 0.098668 | 8.0879
MD | INSIG | INDUSTRIAL | UMATA--SOUTHERN AVE ANNEX | MD0062421 | 001 | 1 | 0% | 0.19308 | 0.19308 | 0 | 0 | 5.5245 | 0 | 0 | 3735.42 | 0 | 0 | 1834.2182 | 0.023974 | 0.0093187 | 6.3428 | 14.0979 | 5.4797 | 3729.8081 | 11.3274 | 4.3127 | 1831.4626 | 0.11946 | 0.046434 | 12.6699 | 70.2487 | 27.3051 | 7450.4278 | 56.4438 | 21.4899 | 3658.4134
MD | INSIG | INDUSTRIAL | UMBC TECHNOLOGY CENTER | MD0057991 | 001 | 1 | 0% | 0.0015246 | 0.0015246 | 0 | 0 | 10.9074 | 0 | 0 | 58.3023 | 0 | 0 | 13.4688 | 1.5503 | 0.61943 | 12.5218 | 7.1984 | 2.8762 | 58.143 | 4.5863 | 1.2617 | 13.432 | 3.3391 | 0.83478 | 12.5218 | 15.5048 | 3.8762 | 58.143 | 9.8786 | 1.7003 | 13.432
MD | INSIG | INDUSTRIAL | UMMS AMBULATORY CARE CENTER | MD0069922 | 001 | 1 | 0% | 0.086447 | 0.086447 | 0 | 0 | 29.918 | 0 | 0 | 7915.7192 | 0 | 0 | 4506.0437 | 0.40088 | 0.0020044 | 29.9836 | 105.5429 | 0.52771 | 7894.0915 | 103.5252 | 0.49436 | 4493.7321 | 1.9989 | 0.0099945 | 29.9836 | 526.2728 | 2.6314 | 7894.0915 | 516.2116 | 2.4651 | 4493.7321
MD | INSIG | INDUSTRIAL | UNITED ENERGY COAL- CONSOL MINE | MDG851543 | 001 | 1 | 0% | 0.00099955 | 0.00099955 | 5.0077 | 0.0099727 | 29.918 | 15.3196 | 0.030509 | 91.5255 | 8.0376 | 0.015995 | 51.4875 | 5.0187 | 0.0099945 | 29.9836 | 15.2778 | 0.030425 | 91.2754 | 8.0156 | 0.015951 | 51.3468 | 5.0187 | 0.0099945 | 29.9836 | 15.2778 | 0.030425 | 91.2754 | 8.0156 | 0.015951 | 51.3468
MD | INSIG | INDUSTRIAL | UNIVERSITY OF BALTIMORE | MD0071013 | 001 | 1 | 0% | 0.40027 | 0.40027 | 0 | 0 | 0 | 0 | 0 | 0 | 0 | 0 | 0 | 0 | 0 | 0 | 0 | 0 | 0 | 0 | 0 | 0 | 0 | 0 | 0 | 0 | 0 | 0 | 0 | 0 | 0
MD | INSIG | INDUSTRIAL | UNIVERSITY OF MARYLAND C.PARK | MD0063801 | 001 | 1 | 0% | 0.24524 | 0.24524 | 0.33048 | 0.060165 | 29.5132 | 248.7221 | 45.2809 | 22211.8012 | 222.0957 | 50.8015 | 20077.2769 | 0.66233 | 0.009886 | 29.6581 | 494.6847 | 7.3837 | 22151.1132 | 441.7273 | 8.2839 | 20022.421 | 1.9772 | 0.009886 | 29.6581 | 1476.7409 | 7.3837 | 22151.1132 | 1318.6516 | 8.2839 | 20022.421
MD | INSIG | INDUSTRIAL | UNIVERSITY OF MARYLAND SCHOOL OF PHARMACY | MD0070467 | 001 | 1 | 0% | 0.10851 | 0.10851 | 0 | 0 | 0 | 0 | 0 | 0 | 0 | 0 | 0 | 0 | 0 | 0 | 0 | 0 | 0 | 0 | 0 | 0 | 0 | 0 | 29.9836 | 0 | 0 | 9908.7751 | 0 | 0 | 5640.596
MD | INSIG | INDUSTRIAL | UNIVERSITY OF MARYLAND, CTR. F | MD0051403 | 001 | 1 | 0% | 6.1358 | 6.1358 | 0.0073939 | 0.0013867 | 4.8123e-06 | 297.8137 | 55.8526 | 0.19383 | 294.7128 | 54.8519 | 0.1338 | 4.239e-06 | 1.3792e-06 | 1.0357e-05 | 0.079214 | 0.025773 | 0.19354 | 0.07839 | 0.025311 | 0.1336 | 4.239e-06 | 1.3792e-06 | 2.0688e-05 | 0.079214 | 0.025773 | 0.3866 | 0.07839 | 0.025311 | 0.26688
MD | INSIG | INDUSTRIAL | US CONCRETE PRODUCTS | MDG492090 | 001 | 1 | 0% | 0.00016696 | 0.00016696 | 1.9945 | 0.0099727 | 29.918 | 1.0197 | 0.0050987 | 15.296 | 1.0175 | 0.0050575 | 9.1628 | 2 | 0.01 | 30 | 1.017 | 0.0050848 | 15.2543 | 1.0147 | 0.0050437 | 9.1378 | 2 | 0.01 | 30 | 1.017 | 0.0050848 | 15.2543 | 1.0147 | 0.0050437 | 9.1378
MD | INSIG | INDUSTRIAL | US GYPSUM CO | MD0001457 | 001 | 1 | 0% | 0.01408 | 0.01408 | 1.9437 | 0.059807 | 129.1935 | 87.4585 | 2.691 | 5813.0591 | 87.4585 | 2.691 | 5813.0591 | 4.599 | 0.54523 | 109.5269 | 197.2163 | 23.3806 | 4696.7461 | 197.2163 | 23.3806 | 4696.7461 | 39.3941 | 2.9716 | 514.1511 | 1689.3019 | 127.4279 | 22047.8897 | 1689.3019 | 127.4279 | 22047.8897
MD | INSIG | INDUSTRIAL | US SILICA TONOLOWAY RIDGE QUARRY | MD0071382 | 001 | 1 | 0% | 0.082112 | 0.082112 | 0 | 0 | 24.9181 | 0 | 0 | 6257.0959 | 0 | 0 | 2212.9731 | 0 | 0 | 24.9864 | 0 | 0 | 6248.5479 | 0 | 0 | 2209.9499
MD | INSIG | INDUSTRIAL | USG INTERIORS ACCESS FLOOR DIV | MD0067555 | 001 | 1 | 0% | 0.0023 | 0.0023 | 11.1694 | 5.9836 | 14.959 | 78.6147 | 42.115 | 105.2876 | 52.2164 | 16.2347 | 21.499 | 7.9945 | 1.9986 | 15.0082 | 55.9999 | 14 | 105.1294 | 37.1955 | 5.3968 | 21.4667 | 7.9945 | 1.9986 | 29.9795 | 55.9999 | 14 | 209.9998 | 37.1955 | 5.3968 | 42.8806
MD | INSIG | INDUSTRIAL | VALLEY COUNTRY CLUB | MDG766239 | 001 | 1 | 0% | 0.0016593 | 0.0016593 | 1.9945 | 0.19945 | 14.959 | 1.2155 | 0.12155 | 9.1159 | 0.83332 | 0.053652 | 1.6765 | 0.23986 | 0.023986 | 3.5979 | 1.2121 | 0.12121 | 18.182 | 0.83104 | 0.053505 | 3.3439 | 0.23986 | 0.023986 | 3.5979 | 1.2121 | 0.12121 | 18.182 | 0.83104 | 0.053505 | 3.3439
MD | INSIG | INDUSTRIAL | VALLEYBROOK COUNTRY CLUB, LLC | MDG766843 | 001 | 1 | 0% | 0.0016593 | 0.0016593 | 1.9945 | 0.19945 | 14.959 | 1.2155 | 0.12155 | 9.1159 | 0.86742 | 0.070637 | 2.9372 | 0.23986 | 0.023986 | 3.5979 | 1.2121 | 0.12121 | 18.182 | 0.86505 | 0.070444 | 5.8584 | 0.23986 | 0.023986 | 3.5979 | 1.2121 | 0.12121 | 18.182 | 0.86505 | 0.070444 | 5.8584
MD | INSIG | INDUSTRIAL | VENTNOR MARINE SERVICE, INC. | MDG999116 | 001 | 1 | 0% | 0.00010005 | 0.00010005 | 1.9945 | 0.0099727 | 29.918 | 0.61078 | 0.0030539 | 9.1617 | 0.60023 | 0.0024802 | 3.287 | 1.9989 | 0.0099945 | 29.9836 | 0.60911 | 0.0030456 | 9.1367 | 0.59859 | 0.0024735 | 3.278 | 1.9989 | 0.0099945 | 29.9836 | 0.60911 | 0.0030456 | 9.1367 | 0.59859 | 0.0024735 | 3.278
MD | INSIG | INDUSTRIAL | VFW COUNTRY CLUB, INC. | MDG766968 | 001 | 1 | 0% | 5e-05 | 5e-05 | 1.9945 | 0.19945 | 14.959 | 0.30518 | 0.030518 | 2.2889 | 0.21322 | 0.023354 | 1.2384 | 1.9986 | 0.19986 | 15.0082 | 0.30435 | 0.030435 | 2.2854 | 0.21264 | 0.023291 | 1.2366 | 1.9986 | 0.19986 | 29.9795 | 0.30435 | 0.030435 | 4.5652 | 0.21264 | 0.023291 | 2.4701
MD | INSIG | INDUSTRIAL | VIENNA POWER, LLC. | MD0000094 | 001 | 1 | 0% | 0.076458 | 0.076458 | 0.050755 | 0.010151 | 11.5966 | 10.8797 | 2.1759 | 2485.8246 | 10.5507 | 1.9521 | 622.4853 | 0.1712 | 1.3465 | 10.6652 | 39.8655 | 313.5323 | 2483.4567 | 38.6599 | 281.2811 | 621.8923 | 0.66539 | 2.6615 | 39.9231 | 154.9395 | 619.7582 | 9296.3726 | 150.254 | 556.0073 | 2327.9418
MD | INSIG | INDUSTRIAL | VIENNA WTP | MD0059471 | 001 | 1 | 0% | 0.050868 | 0.050868 | 7.758 | 1.061 | 3.2982 | 115.7806 | 15.8349 | 49.2221 | 108.6025 | 14.2061 | 12.3259 | 0.18684 | 0.025553 | 14.7593 | 28.9451 | 3.9587 | 2286.5529 | 27.1506 | 3.5515 | 572.5849
MD | INSIG | INDUSTRIAL | VILLAGE-MONTGOMERY RUN CONDO | MDG766611 | 001 | 1 | 0% | 0.020159 | 0.020159 | 1.9945 | 0.19945 | 14.959 | 1.2155 | 0.12155 | 9.1159 | 0.62843 | 0.048447 | 2.2396 | 0.019743 | 0.0019743 | 0.29614 | 1.2121 | 0.12121 | 18.182 | 0.62671 | 0.048315 | 4.4669 | 0.019743 | 0.0019743 | 0.29614 | 1.2121 | 0.12121 | 18.182 | 0.62671 | 0.048315 | 4.4669
MD | INSIG | INDUSTRIAL | VINCI PIT #1 | MDG499881 | 001 | 1 | 0% | 0.00099968 | 0.00099968 | 1.9936 | 0.0099679 | 29.918 | 6.0988 | 0.030494 | 91.5255 | 3.3143 | 0.012309 | 22.0946 | 1.9977 | 0.0099884 | 29.9795 | 6.0821 | 0.030411 | 91.2754 | 3.3052 | 0.012276 | 22.0342 | 1.9977 | 0.0099884 | 29.9795 | 6.0821 | 0.030411 | 91.2754 | 3.3052 | 0.012276 | 22.0342
MD | INSIG | INDUSTRIAL | VINDEX ENERGY CORP. MINING 338 | MDG852150 | 001 | 1 | 0% | 0.0275 | 0.0275 | 11.1694 | 5.9836 | 14.959 | 939.9586 | 503.5493 | 1258.8732 | 517.817 | 263.9988 | 708.1762 | 7.9945 | 1.9986 | 15.0082 | 669.5646 | 167.3911 | 1256.9819 | 368.8587 | 87.7592 | 707.1123 | 7.9945 | 1.9986 | 29.9795 | 669.5646 | 167.3911 | 2510.8672 | 368.8587 | 87.7592 | 1412.4826
MD | INSIG | INDUSTRIAL | VINDEX ENERGY - NAKED LAKE MINE | MDG859612 | 001 | 1 | 0% | 5e-05 | 5e-05 | 11.1694 | 5.9836 | 14.959 | 1.709 | 0.91554 | 2.2889 | 1.2052 | 0.4299 | 1.1864 | 7.9945 | 1.9986 | 15.0082 | 1.2174 | 0.30435 | 2.2854 | 0.85852 | 0.14291 | 1.1846 | 7.9945 | 1.9986 | 29.9795 | 1.2174 | 0.30435 | 4.5652 | 0.85852 | 0.14291 | 2.3664
MD | INSIG | INDUSTRIAL | VINDEX ENERGY CORPORATION - ISLAND TRACT MINE | MDG859613 | 001 | 1 | 0% | 0.00099955 | 0.00099955 | 5.0077 | 0.0099727 | 29.918 | 15.3196 | 0.030509 | 91.5255 | 11.6469 | 0.017495 | 7.3986 | 5.0187 | 0.0099945 | 29.9836 | 15.2778 | 0.030425 | 91.2754 | 11.6151 | 0.017447 | 7.3784 | 5.0187 | 0.0099945 | 29.9836 | 15.2778 | 0.030425 | 91.2754 | 11.6151 | 0.017447 | 7.3784
MD | INSIG | INDUSTRIAL | VINDEX ENERGY CORPORATION - MOORES RUN | MD0067059 | 001 | 1 | 0% | 0.0074432 | 0.0074432 | 0 | 0 | 46.9609 | 0 | 0 | 3209.7699 | 0 | 0 | 1368.7216 | 0.1358 | 0.072748 | 1.8125 | 3.0783 | 1.6491 | 41.0869 | 2.8559 | 1.5392 | 17.5204 | 0.48333 | 0.12083 | 1.8125 | 10.9565 | 2.7391 | 41.0869 | 10.1648 | 2.5566 | 17.5204
MD | INSIG | INDUSTRIAL | VINDEX ENERGY CORPORATION - SM-96-427 | MD0066541 | 001 | 1 | 0% | 0.13349 | 0.13349 | 0 | 0 | 110.6522 | 0 | 0 | 19830.6855 | 0 | 0 | 11155.7067 | 7.2891 | 3.9049 | 48.704 | 2963.4107 | 1587.5415 | 19800.8927 | 1621.7372 | 832.3099 | 11138.9468 | 25.9435 | 6.4859 | 97.288 | 10547.4684 | 2636.8671 | 39553.0067 | 5772.1402 | 1382.4461 | 22250.4533
MD | INSIG | INDUSTRIAL | VULCAN CONSTRUCTION MATERIALS, LP | MDG492956 | 001 | 1.056 | 5.604% |  | 0 |  |  |  | 0 | 0 | 0 | 0 | 0 | 0 |  |  |  | 0 | 0 | 0 | 0 | 0 | 0 |  |  |  | 0 | 0 | 0 | 0 | 0 | 0
MD | INSIG | INDUSTRIAL | VULCAN CONSTRUCTION MATERIALS, LP - BROOKLYN TERMI | MDG499837 | 001 | 1 | 0% | 0.00099968 | 0.00099968 | 1.9936 | 0.0099679 | 29.918 | 6.0988 | 0.030494 | 91.5255 | 6.0852 | 0.030248 | 54.8269 | 1.9977 | 0.0099884 | 29.9795 | 6.0821 | 0.030411 | 91.2754 | 6.0686 | 0.030165 | 54.6771 | 1.9977 | 0.0099884 | 29.9795 | 6.0821 | 0.030411 | 91.2754 | 6.0686 | 0.030165 | 54.6771
MD | INSIG | INDUSTRIAL | VULCAN CONSTRUCTION MATERIALS, LP - EASTON TERMINA | MDG499836 | 001 | 1 | 0% | 0.00099968 | 0.00099968 | 1.9936 | 0.0099679 | 29.918 | 6.0988 | 0.030494 | 91.5255 | 5.959 | 0.027813 | 39.2851 | 1.9977 | 0.0099884 | 29.9795 | 6.0821 | 0.030411 | 91.2754 | 5.9427 | 0.027737 | 39.1778 | 1.9977 | 0.0099884 | 29.9795 | 6.0821 | 0.030411 | 91.2754 | 5.9427 | 0.027737 | 39.1778
MD | INSIG | INDUSTRIAL | VULCAN CONSTRUCTION MATERIALS, LP - GOOSE BAY PLAN | MDG492333 | 001 | 1 | 0% | 0.00099968 | 0.00099968 | 1.9936 | 0.0099679 | 29.918 | 6.0988 | 0.030494 | 91.5255 | 3.0675 | 0.015898 | 23.7006 | 1.9977 | 0.0099884 | 29.9795 | 6.0821 | 0.030411 | 91.2754 | 3.0592 | 0.015854 | 23.6359 | 1.9977 | 0.0099884 | 29.9795 | 6.0821 | 0.030411 | 91.2754 | 3.0592 | 0.015854 | 23.6359
MD | INSIG | INDUSTRIAL | VULCAN CONSTRUCTION MATERIALS, LP - LEONARDTOWN PL | MDG490409 | 001 | 1 | 0% | 0.00099968 | 0.00099968 | 1.9936 | 0.0099679 | 29.918 | 6.0988 | 0.030494 | 91.5255 | 5.7885 | 0.025939 | 42.6368 | 1.9977 | 0.0099884 | 29.9795 | 6.0821 | 0.030411 | 91.2754 | 5.7727 | 0.025869 | 42.5203 | 1.9977 | 0.0099884 | 29.9795 | 6.0821 | 0.030411 | 91.2754 | 5.7727 | 0.025869 | 42.5203
MD | INSIG | INDUSTRIAL | VULCAN CONSTRUCTION MATERIALS, LP - POCOMOKE SAND | mdg499834 | 001 | 1 | 0% | 0.00099968 | 0.00099968 | 1.9936 | 0.0099679 | 29.918 | 6.0988 | 0.030494 | 91.5255 | 6.0234 | 0.029583 | 40.9182 | 1.9977 | 0.0099884 | 29.9795 | 6.0821 | 0.030411 | 91.2754 | 6.007 | 0.029502 | 40.8064 | 1.9977 | 0.0099884 | 29.9795 | 6.0821 | 0.030411 | 91.2754 | 6.007 | 0.029502 | 40.8064
MD | INSIG | INDUSTRIAL | VULCAN CONSTRUCTION MATERIALS, LP - SALISBURY TERM | MDG499838 | 001 | 1 | 0% | 0.00099968 | 0.00099968 | 1.9936 | 0.0099679 | 29.918 | 6.0988 | 0.030494 | 91.5255 | 6.0988 | 0.030494 | 91.5255 | 1.9977 | 0.0099884 | 29.9795 | 6.0821 | 0.030411 | 91.2754 | 6.0821 | 0.030411 | 91.2754 | 1.9977 | 0.0099884 | 29.9795 | 6.0821 | 0.030411 | 91.2754 | 6.0821 | 0.030411 | 91.2754
MD | INSIG | INDUSTRIAL | W L GORE ASSOCIATES INC CHERRY HILL PLANT | MD0069515 | 001 | 1.1432 | 14.32% |  | 0 |  |  |  | 0 | 0 | 0 | 0 | 0 | 0 |  |  |  | 0 | 0 | 0 | 0 | 0 | 0 |  |  |  | 0 | 0 | 0 | 0 | 0 | 0
MD | INSIG | INDUSTRIAL | W. A. CLARK, JR. & SON, INC. | MDG528907 | 001 | 1 | 0% | 0.00099955 | 0.00099955 | 7.9781 | 0.0099727 | 29.918 | 24.4068 | 0.030509 | 91.5255 | 23.7299 | 0.02769 | 44.3944 | 7.9956 | 0.0099945 | 29.9836 | 24.3401 | 0.030425 | 91.2754 | 23.665 | 0.027614 | 44.2731 | 7.9956 | 0.0099945 | 29.9836 | 24.3401 | 0.030425 | 91.2754 | 23.665 | 0.027614 | 44.2731
MD | INSIG | INDUSTRIAL | W.L. GORE & ASSOCIATES, INC. - FAIR HILL PLANT | MD0064076 | 001 | 1.1432 | 14.32% |  | 0.000142 | 2 | 0.01 | 30 | 0.86494 | 0.0043247 | 12.9741 | 0.63128 | 0.0031064 | 5.4174 | 2 | 0.01 | 30 | 0.86494 | 0.0043247 | 12.9741 | 0.63128 | 0.0031064 | 5.4174 | 2 | 0.01 | 30 | 0.86494 | 0.0043247 | 12.9741 | 0.63128 | 0.0031064 | 5.4174
MD | INSIG | INDUSTRIAL | W.M.A.T.A.- RED LINE P.S. | MD0069035 | 001 | 1 | 0% | 0.76344 | 0.76344 | 0 | 0 | 18.9789 | 0 | 0 | 42078.0133 | 0 | 0 | 16599.7866 | 0.068301 | 0.026548 | 18.0701 | 158.807 | 61.7271 | 42014.7971 | 116.3412 | 41.8451 | 16574.8478 | 0.34034 | 0.13229 | 36.0957 | 791.3233 | 307.5815 | 83926.0922 | 579.7197 | 208.511 | 33108.8639
MD | INSIG | INDUSTRIAL | W.R. GRACE & COMPANY - CONN. | MD0067997 | 001 | 1 | 0% | 0.058081 | 0.058081 | 1.2669 | 0.015635 | 16.9349 | 219.3868 | 2.7074 | 2932.4901 | 150.8063 | 2.0427 | 1146.4582 | 2.8363 | 0 | 16.5533 | 501.7007 | 0 | 2928.0844 | 344.8686 | 0 | 1144.7358 | 8.8176 | 0 | 33.0659 | 1559.7215 | 0 | 5848.9556 | 1072.1511 | 0 | 2286.6515
MD | INSIG | INDUSTRIAL | W.T. RUARK & COMPANY, INC. | MDG520204 | 001 | 1 | 0% | 0.0010003 | 0.0010003 | 4.4877 | 0.49863 | 29.918 | 13.7426 | 1.527 | 91.6171 | 13.7426 | 1.527 | 91.6171 | 4.4984 | 0.40214 | 29.9896 | 13.705 | 1.2252 | 91.3668 | 13.705 | 1.2252 | 91.3668 | 4.4984 | 0.49983 | 29.9896 | 13.705 | 1.5228 | 91.3668 | 13.705 | 1.5228 | 91.3668
MD | INSIG | INDUSTRIAL | WAKEFIELD NH ASSO. POOL | MDG766068 | 001 | 1 | 0% | 0.0071193 | 0.0071193 | 1.9945 | 0.19945 | 14.959 | 1.2155 | 0.12155 | 9.1159 | 0.67272 | 0.078578 | 5.9347 | 0.055904 | 0.0055904 | 0.83856 | 1.2121 | 0.12121 | 18.182 | 0.67088 | 0.078363 | 11.837 | 0.055904 | 0.0055904 | 0.83856 | 1.2121 | 0.12121 | 18.182 | 0.67088 | 0.078363 | 11.837
MD | INSIG | INDUSTRIAL | WALKER BROTHERS MINE-WALKER MINE | MDG859623 | 001 | 1 | 0% | 5e-05 | 5e-05 | 11.1694 | 5.9836 | 14.959 | 1.709 | 0.91554 | 2.2889 | 0.89665 | 0.48 | 1.2876 | 7.9945 | 1.9986 | 15.0082 | 1.2174 | 0.30435 | 2.2854 | 0.63872 | 0.15956 | 1.2857 | 7.9945 | 1.9986 | 29.9795 | 1.2174 | 0.30435 | 4.5652 | 0.63872 | 0.15956 | 2.5682
MD | INSIG | INDUSTRIAL | WALSH FUEL | MDG344550 | 001 | 1 | 0% | 3.3e-05 | 3.3e-05 | 11.1694 | 5.9836 | 14.959 | 1.128 | 0.60426 | 1.5106 | 0.83824 | 0.44481 | 0.7983 | 7.9945 | 1.9986 | 15.0082 | 0.80348 | 0.20087 | 1.5084 | 0.59711 | 0.14786 | 0.7971 | 7.9945 | 1.9986 | 29.9795 | 0.80348 | 0.20087 | 3.013 | 0.59711 | 0.14786 | 1.5922
MD | INSIG | INDUSTRIAL | WARREN LODGE CONDOMINIUMS | MDG766556 | 001 | 1 | 0% | 0.017159 | 0.017159 | 1.9945 | 0.19945 | 14.959 | 1.2155 | 0.12155 | 9.1159 | 0.39041 | 0.050955 | 0.57187 | 0.023194 | 0.0023194 | 0.34792 | 1.2121 | 0.12121 | 18.182 | 0.38934 | 0.050816 | 1.1406 | 0.023194 | 0.0023194 | 0.34792 | 1.2121 | 0.12121 | 18.182 | 0.38934 | 0.050816 | 1.1406
MD | INSIG | INDUSTRIAL | WARREN'S MARINA | MDG999244 | 001 | 1 | 0% | 0.00010005 | 0.00010005 | 1.9945 | 0.0099727 | 29.918 | 0.61078 | 0.0030539 | 9.1617 | 0.61078 | 0.0030539 | 9.1617 | 1.9989 | 0.0099945 | 29.9836 | 0.60911 | 0.0030456 | 9.1367 | 0.60911 | 0.0030456 | 9.1367 | 1.9989 | 0.0099945 | 29.9836 | 0.60911 | 0.0030456 | 9.1367 | 0.60911 | 0.0030456 | 9.1367
MD | INSIG | INDUSTRIAL | WASHBURN'S BOAT YARD, INC. | MDG999139 | 001 | 1 | 0% | 0.00010005 | 0.00010005 | 1.9945 | 0.0099727 | 29.918 | 0.61078 | 0.0030539 | 9.1617 | 0.58852 | 0.0024617 | 4.8713 | 1.9989 | 0.0099945 | 29.9836 | 0.60911 | 0.0030456 | 9.1367 | 0.58691 | 0.002455 | 4.858 | 1.9989 | 0.0099945 | 29.9836 | 0.60911 | 0.0030456 | 9.1367 | 0.58691 | 0.002455 | 4.858
MD | INSIG | INDUSTRIAL | WATERS EDGE CONDOMINIUMS | MDG766949 | 001 | 1 | 0% | 5e-05 | 5e-05 | 1.9945 | 0.19945 | 14.959 | 0.30518 | 0.030518 | 2.2889 | 0.2813 | 0.02143 | 0.83692 | 1.9986 | 0.19986 | 15.0082 | 0.30435 | 0.030435 | 2.2854 | 0.28053 | 0.021372 | 0.83567 | 1.9986 | 0.19986 | 29.9795 | 0.30435 | 0.030435 | 4.5652 | 0.28053 | 0.021372 | 1.6693
MD | INSIG | INDUSTRIAL | WATKINS MILL | MDG766029 | 001 | 1 | 0% | 0.00047931 | 0.00047931 | 1.9945 | 0.19945 | 14.959 | 1.2155 | 0.12155 | 9.1159 | 0.91113 | 0.075908 | 4.5722 | 0.83036 | 0.083036 | 12.4554 | 1.2121 | 0.12121 | 18.182 | 0.90864 | 0.075701 | 9.1194 | 0.83036 | 0.083036 | 12.4554 | 1.2121 | 0.12121 | 18.182 | 0.90864 | 0.075701 | 9.1194
MD | INSIG | INDUSTRIAL | WEAVER MARINE SERVICE INC. | MDG999288 | 001 | 1 | 0% | 0.00010005 | 0.00010005 | 1.9945 | 0.0099727 | 29.918 | 0.61078 | 0.0030539 | 9.1617 | 0.61078 | 0.0030539 | 9.1617 | 1.9989 | 0.0099945 | 29.9836 | 0.60911 | 0.0030456 | 9.1367 | 0.60911 | 0.0030456 | 9.1367 | 1.9989 | 0.0099945 | 29.9836 | 0.60911 | 0.0030456 | 9.1367 | 0.60911 | 0.0030456 | 9.1367
MD | INSIG | INDUSTRIAL | WEST RIVER YACHT HARBOR CONDO. ASSOC. | MDG999172 | 001 | 1 | 0% | 0.00010005 | 0.00010005 | 1.9945 | 0.0099727 | 29.918 | 0.61078 | 0.0030539 | 9.1617 | 0.57373 | 0.0026222 | 4.6003 | 1.9989 | 0.0099945 | 29.9836 | 0.60911 | 0.0030456 | 9.1367 | 0.57216 | 0.002615 | 4.5877 | 1.9989 | 0.0099945 | 29.9836 | 0.60911 | 0.0030456 | 9.1367 | 0.57216 | 0.002615 | 4.5877
MD | INSIG | INDUSTRIAL | WEST ROAD RUBBLE LANDFILL | MDG499728 | 001 | 1 | 0% | 0.00099968 | 0.00099968 | 1.9945 | 0.0099727 | 29.918 | 6.1017 | 0.030509 | 91.5255 | 4.9078 | 0.019285 | 28.0588 | 2 | 0.01 | 30 | 6.0892 | 0.030446 | 91.338 | 4.8978 | 0.019245 | 28.0013
MD | INSIG | INDUSTRIAL | WEST ROAD RUBBLE LANDFILL | MDG499828 | 001 | 1.2186 | 21.86% |  | 0.000999 | 2 | 0.01 | 30 | 6.085 | 0.030425 | 91.2754 | 4.8944 | 0.019232 | 27.9821 | 2 | 0.01 | 30 | 6.085 | 0.030425 | 91.2754 | 4.8944 | 0.019232 | 27.9821 | 2 | 0.01 | 30 | 6.085 | 0.030425 | 91.2754 | 4.8944 | 0.019232 | 27.9821
MD | INSIG | INDUSTRIAL | WEST SHORE YACHT CENTER | MDG999175 | 001 | 1 | 0% | 0.00010005 | 0.00010005 | 1.9945 | 0.0099727 | 29.918 | 0.61078 | 0.0030539 | 9.1617 | 0.60849 | 0.0030242 | 5.0312 | 1.9989 | 0.0099945 | 29.9836 | 0.60911 | 0.0030456 | 9.1367 | 0.60683 | 0.0030159 | 5.0175 | 1.9989 | 0.0099945 | 29.9836 | 0.60911 | 0.0030456 | 9.1367 | 0.60683 | 0.0030159 | 5.0175
MD | INSIG | INDUSTRIAL | WHEELABRATOR BALTIMORE, L.P. | MD0060640 | 001 | 1.0477 | 4.773% |  | 0.017015 | 8 | 0.19 | 30 | 414.5583 | 9.8458 | 1554.5935 | 259.3794 | 7.1609 | 720.6077 | 8 | 0.19 | 30 | 414.5583 | 9.8458 | 1554.5935 | 259.3794 | 7.1609 | 720.6077 | 8 | 0.19 | 30 | 414.5583 | 9.8458 | 1554.5935 | 259.3794 | 7.1609 | 720.6077
MD | INSIG | INDUSTRIAL | WHETSTONE | MDG766028 | 001 | 1 | 0% | 0.010799 | 0.010799 | 1.9945 | 0.19945 | 14.959 | 1.2155 | 0.12155 | 9.1159 | 0.93769 | 0.075908 | 4.5722 | 0.036854 | 0.0036854 | 0.55281 | 1.2121 | 0.12121 | 18.182 | 0.93512 | 0.075701 | 9.1194 | 0.036854 | 0.0036854 | 0.55281 | 1.2121 | 0.12121 | 18.182 | 0.93512 | 0.075701 | 9.1194
MD | INSIG | INDUSTRIAL | WHITE FLINT CROSSING | MDG918482 | 001 | 1 | 0% | 0.051603 | 0.051603 | 4.9863 | 0.19945 | 14.959 | 76.3476 | 3.0539 | 229.0428 | 55.9319 | 2.0703 | 90.3574 | 0.48447 | 0.019379 | 2.9068 | 76.139 | 3.0456 | 456.834 | 55.7791 | 2.0646 | 180.2211 | 0.48447 | 0.019379 | 2.9068 | 76.139 | 3.0456 | 456.834 | 55.7791 | 2.0646 | 180.2211
MD | INSIG | INDUSTRIAL | WHITE ROCKS MARINA | MDG999248 | 001 | 1 | 0% | 0.00010005 | 0.00010005 | 1.9945 | 0.0099727 | 29.918 | 0.61078 | 0.0030539 | 9.1617 | 0.61078 | 0.0030539 | 9.1617 | 1.9989 | 0.0099945 | 29.9836 | 0.60911 | 0.0030456 | 9.1367 | 0.60911 | 0.0030456 | 9.1367 | 1.9989 | 0.0099945 | 29.9836 | 0.60911 | 0.0030456 | 9.1367 | 0.60911 | 0.0030456 | 9.1367
MD | INSIG | INDUSTRIAL | WICOMICO COUNTY LANDFILL | MDG492990 | 001 | 1 | 0% | 0.00099955 | 0.00099955 | 1.9945 | 0.0099727 | 29.918 | 6.1017 | 0.030509 | 91.5255 | 6.0329 | 0.028792 | 29.2715 | 1.9989 | 0.0099945 | 29.9836 | 6.085 | 0.030425 | 91.2754 | 6.0164 | 0.028714 | 29.1916 | 1.9989 | 0.0099945 | 29.9836 | 6.085 | 0.030425 | 91.2754 | 6.0164 | 0.028714 | 29.1916
MD | INSIG | INDUSTRIAL | WICOMICO YACHT CLUB | MDG766289 | 001 | 1 | 0% | 0.0096593 | 0.0096593 | 1.9945 | 0.19945 | 14.959 | 1.2155 | 0.12155 | 9.1159 | 1.1756 | 0.10083 | 1.8817 | 0.041204 | 0.0041204 | 0.61806 | 1.2121 | 0.12121 | 18.182 | 1.1724 | 0.10056 | 3.7531 | 0.041204 | 0.0041204 | 0.61806 | 1.2121 | 0.12121 | 18.182 | 1.1724 | 0.10056 | 3.7531
MD | INSIG | INDUSTRIAL | WIKANDER YACHT YARD | MDG999113 | 001 | 1 | 0% | 0.00010005 | 0.00010005 | 1.9945 | 0.0099727 | 29.918 | 0.61078 | 0.0030539 | 9.1617 | 0.59076 | 0.0025335 | 1.8912 | 1.9989 | 0.0099945 | 29.9836 | 0.60911 | 0.0030456 | 9.1367 | 0.58915 | 0.0025266 | 1.886 | 1.9989 | 0.0099945 | 29.9836 | 0.60911 | 0.0030456 | 9.1367 | 0.58915 | 0.0025266 | 1.886
MD | INSIG | INDUSTRIAL | WILLETT PIT II - MOORE PROPERTY | MDG499760 | 001 | 1 | 0% | 0.00099968 | 0.00099968 | 1.9936 | 0.0099679 | 29.918 | 6.0988 | 0.030494 | 91.5255 | 2.9289 | 0.023525 | 61.7795 | 1.9977 | 0.0099884 | 29.9795 | 6.0821 | 0.030411 | 91.2754 | 2.9209 | 0.023461 | 61.6107 | 1.9977 | 0.0099884 | 29.9795 | 6.0821 | 0.030411 | 91.2754 | 2.9209 | 0.023461 | 61.6107
MD | INSIG | INDUSTRIAL | WIN-MORE MINING OPA NO 98-09 | MD0068152 | 001 | 1 | 0% | 0.0027 | 0.0027 | 11.1694 | 5.9836 | 14.959 | 92.2868 | 49.4394 | 123.5985 | 48.5976 | 25.9199 | 69.53 | 7.9945 | 1.9986 | 15.0082 | 65.7391 | 16.4348 | 123.4128 | 34.6178 | 8.6164 | 69.4256 | 7.9945 | 1.9986 | 29.9795 | 65.7391 | 16.4348 | 246.5215 | 34.6178 | 8.6164 | 138.6801
MD | INSIG | INDUSTRIAL | WINSTEAD PIT | MDG498025 | 001 | 1 | 0% | 0.00016696 | 0.00016696 | 1.9945 | 0.0099727 | 29.918 | 1.0197 | 0.0050987 | 15.296 | 0.76408 | 0.0027365 | 5.4206 | 2 | 0.01 | 30 | 1.017 | 0.0050848 | 15.2543 | 0.762 | 0.0027291 | 5.4058 | 2 | 0.01 | 30 | 1.017 | 0.0050848 | 15.2543 | 0.762 | 0.0027291 | 5.4058
MD | INSIG | INDUSTRIAL | WINTER FARM @ SQUIRREL NECK | MDG859629 | 001 | 1 | 0% | 0.00099968 | 0.00099968 | 5.0053 | 0.0099679 | 29.918 | 15.3123 | 0.030494 | 91.5255 | 8.5433 | 0.015987 | 51.4875 | 5.0156 | 0.0099884 | 29.9795 | 15.2704 | 0.030411 | 91.2754 | 8.52 | 0.015944 | 51.3468 | 5.0156 | 0.0099884 | 29.9795 | 15.2704 | 0.030411 | 91.2754 | 8.52 | 0.015944 | 51.3468
MD | INSIG | INDUSTRIAL | WISE OIL & FUEL, INC. WYE MILL | MDG344567 | 001 | 1 | 0% | 0.0075 | 0.0075 | 11.1694 | 5.9836 | 14.959 | 256.3524 | 137.3316 | 343.329 | 248.9364 | 114.6513 | 115.2783 | 7.9945 | 1.9986 | 15.0082 | 182.6085 | 45.6521 | 342.8132 | 177.3259 | 38.1127 | 115.1051 | 7.9945 | 1.9986 | 29.9795 | 182.6085 | 45.6521 | 684.782 | 177.3259 | 38.1127 | 229.9266
MD | INSIG | INDUSTRIAL | WMATA - LANDOVER BUS DIVISION | MD0064521 | 001 | 1 | 0% | 0.035019 | 0.035019 | 2.3823 | 0.59807 | 0 | 255.3366 | 64.1012 | 0 | 202.4477 | 50.4494 | 0 | 0 | 0 | 0 | 0 | 0 | 0 | 0 | 0 | 0 | 0 | 0 | 29.9836 | 0 | 0 | 3197.838 | 0 | 0 | 1570.2472
MD | INSIG | INDUSTRIAL | WMATA - MARINELLI ROAD | MD0062723 | 001 | 1 | 0% | 0.11387 | 0.11387 | 0 | 0 | 4.6432 | 0 | 0 | 1876.8654 | 0 | 0 | 740.4239 | 0.80873 | 0.43325 | 5.4037 | 280.4705 | 150.2521 | 1874.0457 | 205.4714 | 101.8566 | 739.3115 | 2.8784 | 0.71961 | 10.7942 | 998.2599 | 249.565 | 3743.4748 | 731.3206 | 169.1813 | 1476.8017
MD | INSIG | INDUSTRIAL | WMATA LARGO OPERATIONS BUILDING | MD0069774 | 001 | 1 | 0% | 0.027885 | 0.027885 | 17.9508 | 2.9918 | 4.1332 | 1503.452 | 250.5753 | 346.1714 | 596.15 | 197.3666 | 151.8338 | 0 | 0 | 5.3179 | 0 | 0 | 451.618 | 0 | 0 | 198.0835 | 0 | 0 | 11.4505 | 0 | 0 | 972.423 | 0 | 0 | 426.5131
MD | INSIG | INDUSTRIAL | WOODROW WILSON BRIDGE PROJECT - WAGMAN/VOTON | MDG499777 | 001 | 1 | 0% | 0.00099955 | 0.00099955 | 1.9945 | 0.0099727 | 29.918 | 6.1017 | 0.030509 | 91.5255 | 5.7573 | 0.026756 | 51.0673 | 1.9989 | 0.0099945 | 29.9836 | 6.085 | 0.030425 | 91.2754 | 5.7416 | 0.026683 | 50.9278 | 1.9989 | 0.0099945 | 29.9836 | 6.085 | 0.030425 | 91.2754 | 5.7416 | 0.026683 | 50.9278
MD | INSIG | INDUSTRIAL | WOODSDALE MEADOWS H.O.A. | MDG766742 | 001 | 1 | 0% | 0.0049593 | 0.0049593 | 1.9945 | 0.19945 | 14.959 | 1.2155 | 0.12155 | 9.1159 | 1.0801 | 0.099843 | 4.7911 | 0.080253 | 0.0080253 | 1.2038 | 1.2121 | 0.12121 | 18.182 | 1.0772 | 0.09957 | 9.556 | 0.080253 | 0.0080253 | 1.2038 | 1.2121 | 0.12121 | 18.182 | 1.0772 | 0.09957 | 9.556
MD | INSIG | INDUSTRIAL | WORTON CREEK MARINA | MDG999158 | 001 | 1 | 0% | 0.00010005 | 0.00010005 | 1.9945 | 0.0099727 | 29.918 | 0.61078 | 0.0030539 | 9.1617 | 0.59384 | 0.0027717 | 4.4439 | 1.9989 | 0.0099945 | 29.9836 | 0.60911 | 0.0030456 | 9.1367 | 0.59222 | 0.0027642 | 4.4317 | 1.9989 | 0.0099945 | 29.9836 | 0.60911 | 0.0030456 | 9.1367 | 0.59222 | 0.0027642 | 4.4317
MD | INSIG | INDUSTRIAL | WORTON CREEK MARINA ,LLC. | MDG766291 | 001 | 1 | 0% | 0.0096593 | 0.0096593 | 1.9945 | 0.19945 | 14.959 | 1.2155 | 0.12155 | 9.1159 | 1.1817 | 0.11031 | 4.4217 | 0.041204 | 0.0041204 | 0.61806 | 1.2121 | 0.12121 | 18.182 | 1.1785 | 0.11001 | 8.8192 | 0.041204 | 0.0041204 | 0.61806 | 1.2121 | 0.12121 | 18.182 | 1.1785 | 0.11001 | 8.8192
MD | INSIG | INDUSTRIAL | WSSC - BI-COUNTY WATER TUNNEL | MD0069892 | 001 | 1 | 0% | 0.69738 | 0.69738 | 0 | 0 | 2.5309 | 0 | 0 | 6477.4746 | 0 | 0 | 2555.3653 | 0 | 0 | 0 | 0 | 0 | 0 | 0 | 0 | 0 | 0 | 0 | 0 | 0 | 0 | 0 | 0 | 0 | 0
MD | INSIG | INDUSTRIAL | YMCA CENTRAL - TOWSON BRANCH | MDG766323 | 001 | 1 | 0% | 0.00025931 | 0.00025931 | 1.9945 | 0.19945 | 14.959 | 1.2155 | 0.12155 | 9.1159 | 0.87659 | 0.053652 | 1.6765 | 1.5348 | 0.15348 | 15.0158 | 1.2121 | 0.12121 | 11.8586 | 0.8742 | 0.053505 | 2.1809 | 1.5348 | 0.15348 | 23.0227 | 1.2121 | 0.12121 | 18.182 | 0.8742 | 0.053505 | 3.3439
MD | INSIG | INDUSTRIAL | YMCA OF CECIL COUNTY,INC. | MDG766054 | 001 | 1 | 0% | 0.0011593 | 0.0011593 | 1.9945 | 0.19945 | 14.959 | 1.2155 | 0.12155 | 9.1159 | 1.0799 | 0.087305 | 3.8064 | 0.34331 | 0.034331 | 5.1496 | 1.2121 | 0.12121 | 18.182 | 1.077 | 0.087066 | 7.5919 | 0.34331 | 0.034331 | 5.1496 | 1.2121 | 0.12121 | 18.182 | 1.077 | 0.087066 | 7.5919
MD | INSIG | INDUSTRIAL | YORK BUILDING PRODUCTS BELVEDERE PLANT | MDG499889 | 001 | 1 | 0% | 0.00099968 | 0.00099968 | 1.9936 | 0.0099679 | 29.918 | 6.0988 | 0.030494 | 91.5255 | 5.3176 | 0.020878 | 40.6897 | 1.9977 | 0.0099884 | 29.9795 | 6.0821 | 0.030411 | 91.2754 | 5.3031 | 0.020821 | 40.5785 | 1.9977 | 0.0099884 | 29.9795 | 6.0821 | 0.030411 | 91.2754 | 5.3031 | 0.020821 | 40.5785
MD | INSIG | INDUSTRIAL | YORK BUILDING PRODUCTS CECIL PLANT | MDG499768 | 001 | 1 | 0% | 0.00099968 | 0.00099968 | 1.9936 | 0.0099679 | 29.918 | 6.0988 | 0.030494 | 91.5255 | 4.8645 | 0.021781 | 31.1626 | 1.9977 | 0.0099884 | 29.9795 | 6.0821 | 0.030411 | 91.2754 | 4.8512 | 0.021722 | 31.0775 | 1.9977 | 0.0099884 | 29.9795 | 6.0821 | 0.030411 | 91.2754 | 4.8512 | 0.021722 | 31.0775
MD | INSIG | INDUSTRIAL | YORK BUILDING PRODUCTS - RED TOAD PIT | MDG499887 | 001 | 1 | 0% | 0.00099955 | 0.00099955 | 1.9945 | 0.0099727 | 29.918 | 6.1017 | 0.030509 | 91.5255 | 5.1465 | 0.020888 | 40.6897 | 1.9989 | 0.0099945 | 29.9836 | 6.085 | 0.030425 | 91.2754 | 5.1325 | 0.020831 | 40.5785 | 1.9989 | 0.0099945 | 29.9836 | 6.085 | 0.030425 | 91.2754 | 5.1325 | 0.020831 | 40.5785
MD | INSIG | INDUSTRIAL | YORK BUILDING PRODUCTS - SHOCKLEY MINE | MDG499766 | 001 | 1 | 0% | 0.00099955 | 0.00099955 | 1.9945 | 0.0099727 | 29.918 | 6.1017 | 0.030509 | 91.5255 | 5.3075 | 0.020888 | 40.6897 | 1.9989 | 0.0099945 | 29.9836 | 6.085 | 0.030425 | 91.2754 | 5.2929 | 0.020831 | 40.5785 | 1.9989 | 0.0099945 | 29.9836 | 6.085 | 0.030425 | 91.2754 | 5.2929 | 0.020831 | 40.5785
MD | INSIG | INDUSTRIAL | YORK BUILDING PRODUCTS COMPANY INC | MDG499888 | 001 | 1 | 0% | 0.00099968 | 0.00099968 | 1.9936 | 0.0099679 | 29.918 | 6.0988 | 0.030494 | 91.5255 | 5.4425 | 0.020878 | 40.6897 | 1.9977 | 0.0099884 | 29.9795 | 6.0821 | 0.030411 | 91.2754 | 5.4277 | 0.020821 | 40.5785 | 1.9977 | 0.0099884 | 29.9795 | 6.0821 | 0.030411 | 91.2754 | 5.4277 | 0.020821 | 40.5785
MD | INSIG | INDUSTRIAL | YOUNG'S BOAT YARD | MDG999126 | 001 | 1 | 0% | 0.00010005 | 0.00010005 | 1.9945 | 0.0099727 | 29.918 | 0.61078 | 0.0030539 | 9.1617 | 0.61067 | 0.0030484 | 6.959 | 1.9989 | 0.0099945 | 29.9836 | 0.60911 | 0.0030456 | 9.1367 | 0.609 | 0.0030401 | 6.94 | 1.9989 | 0.0099945 | 29.9836 | 0.60911 | 0.0030456 | 9.1367 | 0.609 | 0.0030401 | 6.94
MD | INSIG | INDUSTRIAL | ZAHNISER'S YACHTING CENTER | MDG999102 | 001 | 1 | 0% | 0.00010005 | 0.00010005 | 1.9945 | 0.0099727 | 29.918 | 0.61078 | 0.0030539 | 9.1617 | 0.58852 | 0.0024617 | 4.8713 | 1.9989 | 0.0099945 | 29.9836 | 0.60911 | 0.0030456 | 9.1367 | 0.58691 | 0.002455 | 4.858 | 1.9989 | 0.0099945 | 29.9836 | 0.60911 | 0.0030456 | 9.1367 | 0.58691 | 0.002455 | 4.858
NY | SIG | MUNICIPAL | ADDISON (V) | NY0020320 | 001 | 0.9681 | -3.19% | 0.21579 | 0.20891 | 15.5559 | 0.48528 | 18.1061 | 12264.3016 | 382.5987 | 14274.8359 | 8267.7802 | 154.5563 | 4402.2373 | 15.5559 | 0.48528 | 18.1061 | 9897.433 | 308.7616 | 11519.9574 | 6672.1941 | 124.7287 | 3552.6563 | 20.6067 | 1.1975 | 30.1565 | 13110.9735 | 761.8865 | 19187.028 | 8838.5504 | 307.7751 | 5917.1153
NY | SIG | MUNICIPAL | ALFRED (V) | NY0022357 | 001 | 1.0006 | 0.05871% | 0.41244 | 0.41268 | 21.4582 | 0.44945 | 5.3537 | 29224.0173 | 612.111 | 7291.2542 | 14162.6458 | 169.8593 | 919.4902 | 20.2136 | 0.44945 | 5.3537 | 25405.1018 | 564.8858 | 6728.7235 | 12311.9096 | 156.7545 | 848.5502 | 20.2136 | 1.1874 | 35.621 | 25405.1018 | 1492.3244 | 44769.732 | 12311.9096 | 414.1165 | 5645.8505
NY | SIG | MUNICIPAL | BATH (V) | NY0021431 | 001 | 0.9681 | -3.19% | 0.65455 | 0.63367 | 37.139 | 0.76702 | 5.7201 | 75913.4049 | 1567.8108 | 11692.0442 | 41681.6695 | 629.922 | 3506.0675 | 15.5328 | 0.76702 | 5.7201 | 29976.3206 | 1480.2517 | 11039.0666 | 16459.0574 | 594.7421 | 3310.2605 | 15.5328 | 0.78906 | 23.6717 | 29976.3206 | 1522.78 | 45683.4 | 16459.0574 | 611.8293 | 13698.9803
NY | SIG | MUNICIPAL | BINGHAMTON-JOHNSON CITY JOINT BOROUGH | NY0024414 | 001 | 1.0002 | 0.01629% | 16.7444 | 16.7471 | 20.556 | 2.0112 | 51.0982 | 861557.3603 | 84294.4164 | 2141657.4004 | 579035.461 | 41695.1422 | 519345.9053 | 9.6017 | 1.8572 | 31.3487 | 489726.048 | 94722.9523 | 1598919 | 329135.0768 | 46853.4826 | 387733.3673 | 9.6017 | 1.8572 | 31.3487 | 489726.048 | 94722.9523 | 1598919 | 329135.0768 | 46853.4826 | 387733.3673
NY | SIG | MUNICIPAL | CANISTEO (V) STP | NY0023248 | 001 | 0.9681 | -3.19% | 0.26752 | 0.25899 | 5.689 | 1.407 | 2.7479 | 4914.3501 | 1215.4363 | 2373.7103 | 3244.8662 | 598.9818 | 772.6007 | 5.689 | 1.407 | 2.7479 | 4487.2229 | 1109.7975 | 2167.401 | 2962.841 | 546.9218 | 705.4506 | 27.1011 | 2.4333 | 40.5428 | 21376.1894 | 1919.3096 | 31978.38 | 14114.3536 | 945.8592 | 10408.3966
NY | SIG | MUNICIPAL | CHENANGO NORTHGATE WWTP | NY0213781 | 001 | 1 | 0% | 0.45174 | 0.45174 | 16.1942 | 0.59207 | 8.5999 | 22275.3176 | 814.3986 | 11829.2888 | 13866.9564 | 291.9341 | 2704.6629 | 16.1942 | 0.59207 | 8.5999 | 22279.9951 | 814.5696 | 11831.7728 | 13869.8683 | 291.9955 | 2705.2308 | 19.4759 | 0.88547 | 26.564 | 26794.9032 | 1218.224 | 36546.72 | 16680.5144 | 436.6918 | 8356.0861
NY | SIG | MUNICIPAL | COOPERSTOWN | NY0023591 | 001 | 1.0003 | 0.03425% | 0.39117 | 0.3913 | 14.4459 | 1.3613 | 15.0357 | 14484.6834 | 1364.9808 | 15076.1061 | 2010.5963 | 450.3376 | 1573.5508 | 14.4459 | 0.95834 | 15.0357 | 17215.5828 | 1142.085 | 17918.5107 | 2389.6682 | 376.7993 | 1870.2234 | 22.9853 | 0.95834 | 28.7503 | 27392.2422 | 1142.085 | 34262.55 | 3802.2743 | 376.7993 | 3576.1132
NY | SIG | MUNICIPAL | CORNING (C) | NY0025721 | 001 | 0.9681 | -3.19% | 1.2882 | 1.2471 | 28.5137 | 1.0041 | 9.2648 | 103153.1172 | 3632.5103 | 33516.8467 | 68827.9944 | 1473.4999 | 7457.7369 | 28.5137 | 1.0041 | 9.2648 | 108302.0047 | 3813.8271 | 35189.84 | 72263.5435 | 1547.0497 | 7829.9898 | 32.9394 | 1.2348 | 37.0448 | 125111.7635 | 4690.1624 | 140704.872 | 83479.7046 | 1902.5284 | 31307.8352
NY | SIG | MUNICIPAL | CORTLAND (C) | NY0027561 | 001 | 1.0039 | 0.3876% | 5.0227 | 5.0422 | 14.4963 | 1.6779 | 7.1151 | 201932.8937 | 23373.0543 | 99113.2862 | 116733.7351 | 9870.5194 | 22885.1321 | 14.2796 | 0.89247 | 7.1151 | 219280.32 | 13705.02 | 109260.9441 | 126761.9669 | 5787.676 | 25228.2135 | 14.2796 | 0.89247 | 26.7742 | 219280.32 | 13705.02 | 411150.6 | 126761.9669 | 5787.676 | 94934.1523
NY | SIG | MUNICIPAL | ELMIRA / CHEMUNG CO. SD #2 | NY0035742 | 001 | 0.9687 | -3.13% | 6.2089 | 6.0145 | 17.7783 | 1.0445 | 6.2776 | 302507.4262 | 17772.5598 | 106816.3168 | 191758.5164 | 8121.8849 | 17956.7088 | 15.9614 | 0.99758 | 6.2776 | 292373.76 | 18273.36 | 114990.2416 | 185334.817 | 8350.7456 | 19330.8133 | 15.9614 | 0.99758 | 29.9275 | 292373.76 | 18273.36 | 548200.8 | 185334.817 | 8350.7456 | 92157.1013
NY | SIG | MUNICIPAL | ENDICOTT (V) | NY0027669 | 001 | 1.0002 | 0.01536% | 8.0579 | 8.0591 | 16.8397 | 0.98158 | 7.6016 | 374186.1794 | 21811.1534 | 168912.4566 | 229319.6095 | 9732.0004 | 32812.6484 | 16.8397 | 0.62041 | 7.6016 | 413321.9096 | 15227.8 | 186578.8288 | 253303.9009 | 6794.5493 | 36244.4881 | 17.0225 | 0.62041 | 18.6124 | 417810.3501 | 15227.8 | 456834 | 256054.637 | 6794.5493 | 88743.801
NY | SIG | MUNICIPAL | ERWIN (T) | NY0023906 | 001 | 0.9681 | -3.19% | 0.58136 | 0.56281 | 6.2021 | 2.0826 | 5.003 | 11613.5322 | 3899.7904 | 9368.3336 | 7911.8331 | 1864.1947 | 2409.6537 | 6.2021 | 2.0826 | 5.003 | 10630.7998 | 3569.7917 | 8575.5891 | 7242.337 | 1706.4473 | 2205.7498 | 19.8384 | 2.3731 | 46.6408 | 34004.4817 | 4067.7579 | 79945.95 | 23165.8878 | 1944.4873 | 20563.108
NY | SIG | MUNICIPAL | GREENE (V) WWTP | NY0021407 | 001 | 0.95362 | -4.638% | 0.29718 | 0.28339 | 18.8193 | 2.2392 | 31.4751 | 15630.2645 | 1859.7791 | 26141.4683 | 8940.0241 | 725.7809 | 4992.5075 | 18.8193 | 0.88274 | 23.8184 | 16242.8306 | 761.8865 | 20557.53 | 9290.3928 | 297.327 | 3926.0848 | 21.3559 | 0.88274 | 23.8184 | 18432.1635 | 761.8865 | 20557.53 | 10542.623 | 297.327 | 3926.0848
NY | SIG | MUNICIPAL | HAMILTON (V) | NY0020672 | 001 | 1.0256 | 2.558% | 0.53653 | 0.55026 | 19.3472 | 0.57913 | 2.1887 | 30252.9326 | 905.5685 | 3422.3584 | 12658.9312 | 354.5539 | 793.4295 | 19.3335 | 0.57913 | 2.1887 | 32399.8793 | 970.5234 | 3667.8383 | 13557.292 | 379.9855 | 850.3408 | 19.3335 | 0.77237 | 23.171 | 32399.8793 | 1294.363 | 38830.89 | 13557.292 | 506.7773 | 9002.4393
NY | SIG | MUNICIPAL | HORNELL (C) | NY0023647 | 001 | 0.9681 | -3.19% | 2.266 | 2.1937 | 11.5076 | 0.56008 | 5.6486 | 80152.2888 | 3901.0787 | 39343.4452 | 52923.2656 | 1922.4992 | 12805.5949 | 11.5076 | 0.56008 | 5.6486 | 76882.9684 | 3741.9581 | 37738.671 | 50764.586 | 1844.0827 | 12283.2693 | 17.5091 | 0.9117 | 27.351 | 116979.5424 | 6091.12 | 182733.6 | 77239.7081 | 3001.7783 | 59476.5518
NY | SIG | MUNICIPAL | LAKE STREET/CHEMUNG COUNTY SD #1 | NY0036986 | 001 | 0.9687 | -3.13% | 6.5781 | 6.3722 | 10.7651 | 1.2484 | 17.0314 | 174584.3189 | 20246.2579 | 276209.3961 | 107502.0256 | 9252.3405 | 46433.0904 | 10.7651 | 0.94159 | 17.0314 | 208916.87 | 18273.36 | 330526.8357 | 128642.6344 | 8350.7456 | 55564.3025 | 15.0655 | 0.94159 | 28.2477 | 292373.76 | 18273.36 | 548200.8 | 180032.042 | 8350.7456 | 92157.1013
NY | SIG | MUNICIPAL | NORWICH | NY0021423 | 001 | 0.95362 | -4.638% | 1.8511 | 1.7653 | 33.1192 | 1.1308 | 13.5454 | 165092.7486 | 5637.0646 | 67521.1499 | 94427.9061 | 2199.8707 | 12895.2147 | 33.1054 | 0.6727 | 13.5454 | 177981.9419 | 3616.6025 | 72823.0482 | 101800.123 | 1411.3831 | 13907.7732 | 33.1054 | 0.6727 | 20.1811 | 177981.9419 | 3616.6025 | 108498.075 | 101800.123 | 1411.3831 | 20721.0033
NY | SIG | MUNICIPAL | ONEONTA (C) | NY0031151 | 001 | 1.0074 | 0.7352% | 1.9056 | 1.9197 | 19.3449 | 1.3583 | 9.1423 | 90318.7352 | 6341.5012 | 42684.1742 | 39852.5799 | 3027.2838 | 10738.9936 | 19.3449 | 1.0419 | 9.1423 | 113098.486 | 6091.12 | 53449.7685 | 49904.0032 | 2907.7577 | 13447.5302 | 22.9849 | 1.0419 | 31.2556 | 134379.5036 | 6091.12 | 182733.6 | 59294.1197 | 2907.7577 | 45974.2985
NY | SIG | MUNICIPAL | OWEGO #2 | NY0025798 | 001 | 0.95269 | -4.731% | 0.9135 | 0.87027 | 9.9786 | 0.73887 | 6.1383 | 22535.5169 | 1668.6465 | 13862.6632 | 15205.7899 | 708.9505 | 2928.0737 | 9.9786 | 0.73887 | 6.1383 | 26448.0469 | 1958.3505 | 16269.4456 | 17845.7608 | 832.0357 | 3436.4346 | 21.1708 | 1.1491 | 34.4719 | 56112.6073 | 3045.56 | 91366.8 | 37861.8569 | 1293.9536 | 19298.5085
NY | SIG | MUNICIPAL | OWEGO (T) #1 | NY0022730 | 001 | 0.95269 | -4.731% | 0.44569 | 0.4246 | 16.5517 | 1.7659 | 7.2729 | 23142.3343 | 2469.0397 | 10168.9246 | 15871.914 | 1049.01 | 2147.8817 | 16.5517 | 0.99858 | 7.2729 | 21403.9322 | 1291.3174 | 9405.0569 | 14679.6501 | 548.6363 | 1986.5375 | 25.1088 | 0.99858 | 29.9573 | 32469.6209 | 1291.3174 | 38739.5232 | 22268.9303 | 548.6363 | 8182.5676
NY | SIG | MUNICIPAL | OWEGO (V) | NY0029262 | 001 | 0.95269 | -4.731% | 0.40162 | 0.38262 | 22.3359 | 0.87382 | 6.1503 | 25036.6526 | 979.485 | 6893.983 | 17171.1113 | 416.1495 | 1456.1481 | 22.3359 | 0.87382 | 6.1503 | 26027.5817 | 1018.2521 | 7166.8409 | 17850.729 | 432.6203 | 1513.7812 | 27.2148 | 1.3068 | 39.2037 | 31712.8969 | 1522.78 | 45683.4 | 21749.9396 | 646.9768 | 9649.2542
NY | SIG | MUNICIPAL | PAINTED POST (V) | NY0025712 | 001 | 0.9681 | -3.19% | 0.17986 | 0.17412 | 21.1531 | 0.51351 | 18.188 | 11587.221 | 281.2921 | 9963.0114 | 7731.4695 | 114.104 | 2216.8409 | 21.1531 | 0.51351 | 18.188 | 11217.5589 | 272.3182 | 9645.1657 | 7484.8158 | 110.4638 | 2146.118 | 26.9396 | 1.4367 | 43.0729 | 14286.1587 | 761.8865 | 22841.7 | 9532.3116 | 309.0534 | 5082.4408
NY | SIG | MUNICIPAL | RICHFIELD SPRINGS (V) | NY0031411 | 001 | 1.0358 | 3.578% | 0.24854 | 0.25744 | 13.9352 | 0.12969 | 3.0082 | 7100.5771 | 66.0845 | 1532.7928 | 1595.7855 | 5.9208 | 36.8106 | 13.9352 | 0.12969 | 3.0082 | 10925.7112 | 101.6847 | 2358.5198 | 2455.4471 | 9.1103 | 56.6408 | 30.856 | 1.1653 | 34.9602 | 24192.213 | 913.668 | 27410.04 | 5436.9641 | 81.8591 | 658.2628
NY | SIG | MUNICIPAL | SHERBURNE (V) WWTP | NY0021466 | 001 | 0.95362 | -4.638% | 0.24123 | 0.23004 | 16.6802 | 0.37066 | 11.5849 | 11673.844 | 259.4132 | 8107.8214 | 6426.7299 | 105.5992 | 1858.5997 | 16.6802 | 0.37066 | 11.5849 | 11686.3698 | 259.6916 | 8116.5209 | 6433.6256 | 105.7125 | 1860.5939 | 23.1766 | 1.0875 | 27.8425 | 16237.8584 | 761.8865 | 19506.8118 | 8939.3287 | 310.1407 | 4471.6518
NY | SIG | MUNICIPAL | SIDNEY (V) | NY0029271 | 001 | 0.98831 | -1.169% | 0.50101 | 0.49515 | 16.3158 | 1.0128 | 5.7502 | 26253.6191 | 1629.6812 | 9252.6599 | 12339.3527 | 630.3336 | 2147.0452 | 16.3158 | 1.0128 | 5.7502 | 24604.4938 | 1527.3126 | 8671.4526 | 11564.2543 | 590.7391 | 2012.1782 | 27.4663 | 1.7166 | 51.4994 | 41419.616 | 2588.726 | 77661.78 | 19467.4589 | 1001.2761 | 18021.1264
NY | SIG | MUNICIPAL | WAVERLY (V) | NY0031089 | 001 | 1.0043 | 0.4304% | 0.78036 | 0.78372 | 16.0798 | 1.2386 | 6.6045 | 37129.6318 | 2860.0729 | 15250.4122 | 31113.595 | 1225.0971 | 3154.8378 | 16.0798 | 0.86128 | 6.6045 | 38380.3236 | 2055.753 | 15764.1142 | 32161.6398 | 880.571 | 3261.1068 | 17.645 | 0.86128 | 25.8383 | 42116.1899 | 2055.753 | 61672.59 | 35292.1915 | 880.571 | 12758.148
NY | SIG | INDUSTRIAL | AEROSPACE OPERATIONS | NY0003824 | 001 | 1 | 0% | 0.14201 | 0.14201 | 319.1488 | 3.0404 | 16.6736 | 103831.9917 | 989.1495 | 5424.6005 | 53700.8674 | 500.7163 | 1690.5191 | 208.1038 | 1.7534 | 12.7154 | 90005.4347 | 758.3444 | 5499.4364 | 46549.9104 | 383.8807 | 1713.8409 | 208.1038 | 1.7534 | 52.8129 | 90005.4347 | 758.3444 | 22841.7 | 46549.9104 | 383.8807 | 7118.3732
NY | SIG | INDUSTRIAL | KRAFT FOODS GLOBAL | NY0004308 | 001 | 1 | 0% | 1.1133 | 1.1133 | 16.0799 | 0.29752 | 12.6416 | 47919.4835 | 886.6236 | 37673.061 | 32645.6198 | 423.8277 | 9689.9871 | 6.4671 | 0.40419 | 8.6216 | 21928.032 | 1370.502 | 29233.2763 | 14938.6876 | 655.1333 | 7519.1679 | 6.4671 | 0.40419 | 20.2096 | 21928.032 | 1370.502 | 68525.1 | 14938.6876 | 655.1333 | 17625.5211
NY | SIG | INDUSTRIAL | KRAFT FOODS, INC. | NY0004189 | 001 | 1 | 0% | 0.60775 | 0.60775 | 2.3226 | 0.39215 | 1.4798 | 3890.0037 | 656.7829 | 2478.4709 | 812.5737 | 243.837 | 498.9023 | 3.5839 | 0.25671 | 2.3664 | 6633.6201 | 475.1549 | 4380.0681 | 1385.6812 | 176.4058 | 881.6832 | 15.1379 | 0.94612 | 47.3058 | 28019.152 | 1751.197 | 87559.85 | 5852.8544 | 650.1487 | 17625.3076
NY | SIG | INDUSTRIAL | LEPRINO FOODS COMPANY | NY0157295 | 001 | 1 | 0% | 0.26687 | 0.26687 | 11.7033 | 1.7382 | 4.2017 | 10299.5274 | 1529.6978 | 3697.7531 | 7430.9931 | 538.376 | 573.4762 | 16.0997 | 3.1534 | 14.9227 | 13085.4539 | 2562.9965 | 12128.8705 | 9441.0077 | 902.0448 | 1881.0392 | 25.1419 | 5.0327 | 30.9136 | 20434.7962 | 4090.4916 | 25125.87 | 14743.4755 | 1439.6455 | 3896.7146
NY | INSIG | MUNICIPAL | Aalsmere Motel and Cottages | NY0263281 | 001 | 1.027 | 2.698% | 0.00117 | 0.0012016 | 29.9037 | 2.9904 | 14.959 | 106.8479 | 10.6848 | 53.4496 | 16.6367 | 3.5252 | 5.5787 | 29.1977 | 2.9198 | 14.6059 | 106.8479 | 10.6848 | 53.4496 | 16.6367 | 3.5252 | 5.5787 | 29.1977 | 2.9198 | 14.6059 | 106.8479 | 10.6848 | 53.4496 | 16.6367 | 3.5252 | 5.5787
NY | INSIG | MUNICIPAL | ALFRED-ALMOND CENTRAL SCHOOL DIST | NY0258229 | 001 | 0.98532 | -1.468% | 0.0102 | 0.01005 | 17.9422 | 1.9936 | 14.959 | 558.8968 | 62.0996 | 465.9707 | 280.6463 | 17.2325 | 58.7629 | 17.9422 | 1.9936 | 14.959 | 549.1868 | 61.0208 | 457.8751 | 275.7705 | 16.9331 | 57.742 | 18.2594 | 2.0288 | 15.2235 | 558.8968 | 62.0996 | 465.9707 | 280.6463 | 17.2325 | 58.7629
NY | INSIG | MUNICIPAL | ARNOLD PARK COMFORT STATION | NY0231819 | 001 | 1.017 | 1.704% | 0.002 | 0.0020341 | 17.9422 | 1.9936 | 14.959 | 109.5876 | 12.1764 | 91.3668 | 70.4414 | 6.0229 | 22.1562 | 17.6899 | 1.9655 | 14.7487 | 109.5876 | 12.1764 | 91.3668 | 70.4414 | 6.0229 | 22.1562 | 17.6899 | 1.9655 | 14.7487 | 109.5876 | 12.1764 | 91.3668 | 70.4414 | 6.0229 | 22.1562
NY | INSIG | MUNICIPAL | AVOCA CENTRAL SCHOOL | NY0246964 | 001 | 0.9681 | -3.19% | 0.009 | 0.0087129 | 17.9422 | 1.9936 | 14.959 | 493.1442 | 54.7938 | 411.1506 | 261.1616 | 22.0153 | 123.2908 | 17.9422 | 1.9936 | 14.959 | 476.109 | 52.901 | 396.9478 | 252.14 | 21.2548 | 119.0319 | 18.5842 | 2.0649 | 15.4943 | 493.1442 | 54.7938 | 411.1506 | 261.1616 | 22.0153 | 123.2908
NY | INSIG | MUNICIPAL | BAINBRIDGE (V) WWTP | NY0030597 | 001 | 0.95362 | -4.638% | 0.318 | 0.30325 | 17.9422 | 0.99679 | 14.959 | 17424.4284 | 968.0238 | 14527.3212 | 8434.5675 | 346.6473 | 3062.4246 | 17.9422 | 0.99679 | 14.959 | 16570.8696 | 920.6039 | 13815.6811 | 8021.389 | 329.6663 | 2912.4077 | 18.8664 | 1.0481 | 15.7295 | 17424.4284 | 968.0238 | 14527.3212 | 8434.5675 | 346.6473 | 3062.4246
NY | INSIG | MUNICIPAL | BAKER ROAD FACILITY | NY0246948 | 001 | 0.9687 | -3.13% | 0.015 | 0.01453 | 29.8838 | 1.9936 | 14.959 | 1368.9318 | 91.323 | 685.251 | 868.74 | 26.536 | 120.8348 | 29.8838 | 1.9936 | 14.959 | 1322.4583 | 88.2227 | 661.9876 | 839.2474 | 25.6351 | 116.7326 | 30.9339 | 2.0636 | 15.4847 | 1368.9318 | 91.323 | 685.251 | 868.74 | 26.536 | 120.8348
NY | INSIG | MUNICIPAL | BAY SIDE MOTOR INN | NY0192325 | 001 | 1.027 | 2.698% | 0.002525 | 0.0025931 | 29.9037 | 4.101 | 14.959 | 230.5906 | 31.623 | 115.3506 | 35.904 | 10.4331 | 12.0396 | 29.1977 | 4.0041 | 14.6059 | 230.5906 | 31.623 | 115.3506 | 35.904 | 10.4331 | 12.0396 | 29.1977 | 4.0041 | 14.6059 | 230.5906 | 31.623 | 115.3506 | 35.904 | 10.4331 | 12.0396
NY | INSIG | MUNICIPAL | BELDEN HILL GOLF CLUB | NY0072974 | 001 | 1.017 | 1.704% | 0.0015 | 0.0015256 | 17.9422 | 1.9936 | 14.959 | 82.1907 | 9.1323 | 68.5251 | 37.129 | 3.0715 | 15.7614 | 17.6899 | 1.9655 | 14.7487 | 82.1907 | 9.1323 | 68.5251 | 37.129 | 3.0715 | 15.7614 | 17.6899 | 1.9655 | 14.7487 | 82.1907 | 9.1323 | 68.5251 | 37.129 | 3.0715 | 15.7614
NY | INSIG | MUNICIPAL | BELDEN PARK LLC PROPERTY | NY0156418 | 001 | 1.017 | 1.704% | 0.0075 | 0.0076278 | 17.9422 | 1.9936 | 14.959 | 410.9535 | 45.6615 | 342.6255 | 194.6206 | 15.3577 | 78.8071 | 17.6899 | 1.9655 | 14.7487 | 410.9535 | 45.6615 | 342.6255 | 194.6206 | 15.3577 | 78.8071 | 17.6899 | 1.9655 | 14.7487 | 410.9535 | 45.6615 | 342.6255 | 194.6206 | 15.3577 | 78.8071
NY | INSIG | MUNICIPAL | BELVEDERE LAKE RESORT | NY0249262 | 001 | 1.027 | 2.698% | 0.0062 | 0.0063673 | 17.9422 | 1.9936 | 14.959 | 339.7216 | 37.7468 | 283.2371 | 107.2439 | 9.7977 | 46.7512 | 17.5186 | 1.9465 | 14.6059 | 339.7216 | 37.7468 | 283.2371 | 107.2439 | 9.7977 | 46.7512 | 17.5186 | 1.9465 | 14.6059 | 339.7216 | 37.7468 | 283.2371 | 107.2439 | 9.7977 | 46.7512
NY | INSIG | MUNICIPAL | BINGHAMTON BOYS CLUB CAMP SERTOMA | NY0156191 | 001 | 1.017 | 1.704% | 0.0054 | 0.005492 | 17.9422 | 1.9936 | 14.959 | 295.8865 | 32.8763 | 246.6904 | 166.6873 | 11.6413 | 69.5743 | 17.6899 | 1.9655 | 14.7487 | 295.8865 | 32.8763 | 246.6904 | 166.6873 | 11.6413 | 69.5743 | 17.6899 | 1.9655 | 14.7487 | 295.8865 | 32.8763 | 246.6904 | 166.6873 | 11.6413 | 69.5743
NY | INSIG | MUNICIPAL | BLUE RIDGE MOBILE HOME PARK | NY0101427 | 001 | 1.017 | 1.704% | 0.012 | 0.012204 | 17.9422 | 1.9936 | 14.959 | 657.5256 | 73.0584 | 548.2008 | 339.8144 | 26.4318 | 117.494 | 17.6899 | 1.9655 | 14.7487 | 657.5256 | 73.0584 | 548.2008 | 339.8144 | 26.4318 | 117.494 | 17.6899 | 1.9655 | 14.7487 | 657.5256 | 73.0584 | 548.2008 | 339.8144 | 26.4318 | 117.494
NY | INSIG | MUNICIPAL | BOCES OTSEGO AREA OCCUPATIONAL CENTER | NY0023302 | 001 | 1.027 | 2.698% | 0.005 | 0.0051349 | 17.9422 | 1.9936 | 14.959 | 273.969 | 30.441 | 228.417 | 88.4414 | 7.9014 | 37.7026 | 17.5186 | 1.9465 | 14.6059 | 273.969 | 30.441 | 228.417 | 88.4414 | 7.9014 | 37.7026 | 17.5186 | 1.9465 | 14.6059 | 273.969 | 30.441 | 228.417 | 88.4414 | 7.9014 | 37.7026
NY | INSIG | MUNICIPAL | BROOME CO GREENWOOD PARK | NY0090484 | 001 | 1.017 | 1.704% | 0.0083 | 0.0084414 | 17.9422 | 1.9936 | 14.959 | 454.7885 | 50.5321 | 379.1722 | 249.0837 | 22.5471 | 73.6574 | 17.6899 | 1.9655 | 14.7487 | 454.7885 | 50.5321 | 379.1722 | 249.0837 | 22.5471 | 73.6574 | 17.6899 | 1.9655 | 14.7487 | 454.7885 | 50.5321 | 379.1722 | 249.0837 | 22.5471 | 73.6574
NY | INSIG | MUNICIPAL | BROOME CO NATHANIEL COLE PARK | NY0100471 | 001 | 1.017 | 1.704% | 0.02 | 0.020341 | 17.9422 | 1.9936 | 14.959 | 1095.876 | 121.764 | 913.668 | 464.0671 | 17.31 | 47.1321 | 17.6899 | 1.9655 | 14.7487 | 1095.876 | 121.764 | 913.668 | 464.0671 | 17.31 | 47.1321 | 17.6899 | 1.9655 | 14.7487 | 1095.876 | 121.764 | 913.668 | 464.0671 | 17.31 | 47.1321
NY | INSIG | MUNICIPAL | BRUNO'S RESTAURANT | NY0222763 | 001 | 1.0285 | 2.848% | 0.004 | 0.0041139 | 17.9422 | 1.9936 | 14.959 | 219.1752 | 24.3528 | 182.7336 | 62.6452 | 6.9642 | 35.9866 | 17.4932 | 1.9437 | 14.5847 | 219.1752 | 24.3528 | 182.7336 | 62.6452 | 6.9642 | 35.9866 | 17.4932 | 1.9437 | 14.5847 | 219.1752 | 24.3528 | 182.7336 | 62.6452 | 6.9642 | 35.9866
NY | INSIG | MUNICIPAL | CAMP GEORGETOWN | NY0032344 | 001 | 1.0767 | 7.667% | 0.024192 | 0.026047 | 9.639 | 2.1929 | 14.959 | 712.1265 | 162.0143 | 1105.1728 | 241.7392 | 36.0677 | 161.8134 | 8.9771 | 2.0423 | 13.9318 | 712.1265 | 162.0143 | 1105.1728 | 241.7392 | 36.0677 | 161.8134 | 8.9771 | 2.0423 | 13.9318 | 712.1265 | 162.0143 | 1105.1728 | 241.7392 | 36.0677 | 161.8134
NY | INSIG | MUNICIPAL | CAMPBELL COMFORT STATION #35 | NY0035998 | 001 | 0.9681 | -3.19% | 0.0084 | 0.008132 | 17.9422 | 1.9936 | 14.959 | 460.2679 | 51.1409 | 383.7406 | 291.7161 | 24.4466 | 98.7029 | 17.9422 | 1.9936 | 14.959 | 444.3684 | 49.3743 | 370.4846 | 281.6391 | 23.6021 | 95.2933 | 18.5842 | 2.0649 | 15.4943 | 460.2679 | 51.1409 | 383.7406 | 291.7161 | 24.4466 | 98.7029
NY | INSIG | MUNICIPAL | CASTLE CREEK TROUT FARM | NY0161136 | 001 | 0.9681 | -3.19% | 0.086 | 0.083257 | 0 | 0 | 14.959 | 0 | 0 | 3928.7724 | 0 | 0 | 1178.1123 | 0 | 0 | 14.959 | 0 | 0 | 3793.0567 | 0 | 0 | 1137.4155 | 0 | 0 | 15.4943 | 0 | 0 | 3928.7724 | 0 | 0 | 1178.1123
NY | INSIG | MUNICIPAL | CHASE MEMORIAL COMMUNITY CENTER | NY0100641 | 001 | 0.95362 | -4.638% | 0.0055 | 0.0052449 | 17.9422 | 1.9936 | 14.959 | 301.3659 | 33.4851 | 251.2587 | 62.1735 | 12.4317 | 50.577 | 17.9422 | 1.9936 | 14.959 | 286.6031 | 31.8448 | 238.9505 | 59.1278 | 11.8227 | 48.0994 | 18.8664 | 2.0963 | 15.7295 | 301.3659 | 33.4851 | 251.2587 | 62.1735 | 12.4317 | 50.577
NY | INSIG | MUNICIPAL | CHEMUNG CO PARK STA RECREATION AREA | NY0097004 | 001 | 0.9687 | -3.13% | 0.024 | 0.023249 | 17.9422 | 1.9936 | 14.959 | 1315.0512 | 146.1168 | 1096.4016 | 345.4379 | 8.0639 | 9.483 | 17.9422 | 1.9936 | 14.959 | 1270.4069 | 141.1563 | 1059.1802 | 333.7107 | 7.7901 | 9.1611 | 18.5727 | 2.0636 | 15.4847 | 1315.0512 | 146.1168 | 1096.4016 | 345.4379 | 8.0639 | 9.483
NY | INSIG | MUNICIPAL | CHEMUNG CO POOL BATH HOUSE | NY0095885 | 001 | 0.9687 | -3.13% | 0.0228 | 0.022086 | 17.9422 | 1.9936 | 14.959 | 1249.2986 | 138.811 | 1041.5815 | 666.8713 | 29.5828 | 44.9236 | 17.9422 | 1.9936 | 14.959 | 1206.8865 | 134.0985 | 1006.2212 | 644.2319 | 28.5785 | 43.3985 | 18.5727 | 2.0636 | 15.4847 | 1249.2986 | 138.811 | 1041.5815 | 666.8713 | 29.5828 | 44.9236
NY | INSIG | MUNICIPAL | CHENANGO (T) SD#10 | NY0233200 | 001 | 1 | 0% | 0.04 | 0.04 | 29.9037 | 1.9936 | 14.959 | 3652.92 | 243.528 | 1827.336 | 2173.1921 | 87.2965 | 417.8043 | 29.9037 | 1.9936 | 14.959 | 3642.9393 | 242.8626 | 1822.3433 | 2167.2545 | 87.058 | 416.6628 | 29.9856 | 1.999 | 15 | 3652.92 | 243.528 | 1827.336 | 2173.1921 | 87.2965 | 417.8043
NY | INSIG | MUNICIPAL | CHENANGO HEIGHTS DISPOSAL | NY0153206 | 001 | 1.017 | 1.704% | 0.027416 | 0.027883 | 29.9037 | 1.9936 | 14.959 | 2503.7114 | 166.9141 | 1252.4561 | 1558.6245 | 59.833 | 286.3631 | 29.4832 | 1.9655 | 14.7487 | 2503.7114 | 166.9141 | 1252.4561 | 1558.6245 | 59.833 | 286.3631 | 29.4832 | 1.9655 | 14.7487 | 2503.7114 | 166.9141 | 1252.4561 | 1558.6245 | 59.833 | 286.3631
NY | INSIG | MUNICIPAL | CHERRY VALLEY NEW KUMENSTOCK FARM K-12 | NY0222747 | 001 | 1.027 | 2.698% | 0.0307 | 0.031528 | 17.9422 | 1.9936 | 14.959 | 1682.1697 | 186.9077 | 1402.4804 | 522.6286 | 48.5145 | 231.4937 | 17.5186 | 1.9465 | 14.6059 | 1682.1697 | 186.9077 | 1402.4804 | 522.6286 | 48.5145 | 231.4937 | 17.5186 | 1.9465 | 14.6059 | 1682.1697 | 186.9077 | 1402.4804 | 522.6286 | 48.5145 | 231.4937
NY | INSIG | MUNICIPAL | CHILDREN'S HOME RTF | NY0231274 | 001 | 0.95362 | -4.638% | 0.0019 | 0.0018119 | 17.9422 | 1.9936 | 14.959 | 104.1082 | 11.5676 | 86.7985 | 57.4328 | 4.5143 | 16.5768 | 17.9422 | 1.9936 | 14.959 | 99.0083 | 11.0009 | 82.5465 | 54.6194 | 4.2931 | 15.7648 | 18.8664 | 2.0963 | 15.7295 | 104.1082 | 11.5676 | 86.7985 | 57.4328 | 4.5143 | 16.5768
NY | INSIG | MUNICIPAL | CORNING LINDLEY PRESHO ELEM SCHOOL | NY0071234 | 001 | 0.9681 | -3.19% | 0.0054 | 0.0052277 | 17.9422 | 1.9936 | 14.959 | 295.8865 | 32.8763 | 246.6904 | 171.5596 | 13.2001 | 71.1264 | 17.9422 | 1.9936 | 14.959 | 285.6654 | 31.7406 | 238.1687 | 165.6332 | 12.7442 | 68.6694 | 18.5842 | 2.0649 | 15.4943 | 295.8865 | 32.8763 | 246.6904 | 171.5596 | 13.2001 | 71.1264
NY | INSIG | MUNICIPAL | CORTLAND BIBLE CLUB CAMP | NY0095788 | 001 | 0.95362 | -4.638% | 0.0048 | 0.0045774 | 17.9422 | 1.9936 | 14.959 | 263.0102 | 29.2234 | 219.2803 | 90.1016 | 6.3676 | 27.7632 | 17.9422 | 1.9936 | 14.959 | 250.1263 | 27.7918 | 208.5386 | 85.6878 | 6.0557 | 26.4032 | 18.8664 | 2.0963 | 15.7295 | 263.0102 | 29.2234 | 219.2803 | 90.1016 | 6.3676 | 27.7632
NY | INSIG | MUNICIPAL | COSLOS RESTURANT | NY0202754 | 001 | 0.98532 | -1.468% | 0.0015 | 0.001478 | 17.9422 | 1.9936 | 14.959 | 82.1907 | 9.1323 | 68.5251 | 43.9859 | 2.5342 | 8.6416 | 17.9422 | 1.9936 | 14.959 | 80.7628 | 8.9736 | 67.3346 | 43.2218 | 2.4902 | 8.4915 | 18.2594 | 2.0288 | 15.2235 | 82.1907 | 9.1323 | 68.5251 | 43.9859 | 2.5342 | 8.6416
NY | INSIG | MUNICIPAL | COUNTRY MANOR MOBILE HOME PARK | NY0157139 | 001 | 1.017 | 1.704% | 0.004 | 0.0040682 | 17.9422 | 1.9936 | 14.959 | 219.1752 | 24.3528 | 182.7336 | 99.0106 | 8.1908 | 42.0305 | 17.6899 | 1.9655 | 14.7487 | 219.1752 | 24.3528 | 182.7336 | 99.0106 | 8.1908 | 42.0305 | 17.6899 | 1.9655 | 14.7487 | 219.1752 | 24.3528 | 182.7336 | 99.0106 | 8.1908 | 42.0305
NY | INSIG | MUNICIPAL | FENTON MOBILE ESTATES | NY0152200 | 001 | 1.017 | 1.704% | 0.015 | 0.015256 | 17.9422 | 1.9936 | 14.959 | 821.907 | 91.323 | 685.251 | 480.5046 | 32.7362 | 156.6766 | 17.6899 | 1.9655 | 14.7487 | 821.907 | 91.323 | 685.251 | 480.5046 | 32.7362 | 156.6766 | 17.6899 | 1.9655 | 14.7487 | 821.907 | 91.323 | 685.251 | 480.5046 | 32.7362 | 156.6766
NY | INSIG | MUNICIPAL | FIELDSTONE FARM | NY0088595 | 001 | 1.027 | 2.698% | 0.0039 | 0.0040052 | 17.9422 | 1.9936 | 14.959 | 213.6958 | 23.744 | 178.1653 | 48.0261 | 2.1273 | 4.2787 | 17.5186 | 1.9465 | 14.6059 | 213.6958 | 23.744 | 178.1653 | 48.0261 | 2.1273 | 4.2787 | 17.5186 | 1.9465 | 14.6059 | 213.6958 | 23.744 | 178.1653 | 48.0261 | 2.1273 | 4.2787
NY | INSIG | MUNICIPAL | FIRE FOX COURT | NY0157287 | 001 | 1.017 | 1.704% | 0.0066 | 0.0067125 | 17.9422 | 1.9936 | 14.959 | 361.6391 | 40.1821 | 301.5104 | 221.6301 | 17.929 | 58.5709 | 17.6899 | 1.9655 | 14.7487 | 361.6391 | 40.1821 | 301.5104 | 221.6301 | 17.929 | 58.5709 | 17.6899 | 1.9655 | 14.7487 | 361.6391 | 40.1821 | 301.5104 | 221.6301 | 17.929 | 58.5709
NY | INSIG | MUNICIPAL | FOREST LAKE CAMPGROUND INC | NY0230936 | 001 | 1.017 | 1.704% | 0.007 | 0.0071193 | 17.9422 | 1.9936 | 14.959 | 383.5566 | 42.6174 | 319.7838 | 179.3328 | 14.3338 | 73.5533 | 17.6899 | 1.9655 | 14.7487 | 383.5566 | 42.6174 | 319.7838 | 179.3328 | 14.3338 | 73.5533 | 17.6899 | 1.9655 | 14.7487 | 383.5566 | 42.6174 | 319.7838 | 179.3328 | 14.3338 | 73.5533
NY | INSIG | MUNICIPAL | FOREST MANOR MHP | NY0152161 | 001 | 1.017 | 1.704% | 0.012454 | 0.012666 | 29.9037 | 2.9904 | 14.959 | 1137.3366 | 113.7337 | 568.9411 | 659.5232 | 40.7696 | 130.0834 | 29.4832 | 2.9483 | 14.7487 | 1137.3366 | 113.7337 | 568.9411 | 659.5232 | 40.7696 | 130.0834 | 29.4832 | 2.9483 | 14.7487 | 1137.3366 | 113.7337 | 568.9411 | 659.5232 | 40.7696 | 130.0834
NY | INSIG | MUNICIPAL | FORESTVIEW MOBILE HOMES PARK | NY0102997 | 001 | 1.017 | 1.704% | 0.0084 | 0.0085431 | 17.9422 | 1.9936 | 14.959 | 460.2679 | 51.1409 | 383.7406 | 260.7786 | 18.1087 | 108.2267 | 17.6899 | 1.9655 | 14.7487 | 460.2679 | 51.1409 | 383.7406 | 260.7786 | 18.1087 | 108.2267 | 17.6899 | 1.9655 | 14.7487 | 460.2679 | 51.1409 | 383.7406 | 260.7786 | 18.1087 | 108.2267
NY | INSIG | MUNICIPAL | FOUNTAIN BLEAU COURT | NY0152528 | 001 | 1.017 | 1.704% | 0.033 | 0.033562 | 29.9037 | 1.9936 | 14.959 | 3013.659 | 200.9106 | 1507.5522 | 1565.9523 | 67.5738 | 346.7514 | 29.4832 | 1.9655 | 14.7487 | 3013.659 | 200.9106 | 1507.5522 | 1565.9523 | 67.5738 | 346.7514 | 29.4832 | 1.9655 | 14.7487 | 3013.659 | 200.9106 | 1507.5522 | 1565.9523 | 67.5738 | 346.7514
NY | INSIG | MUNICIPAL | FRANK E PIERCE CHILDHOOD CENTER | NY0071242 | 001 | 0.9681 | -3.19% | 0.0054 | 0.0052277 | 17.9422 | 1.9936 | 14.959 | 295.8865 | 32.8763 | 246.6904 | 192.5937 | 15.7157 | 63.4519 | 17.9422 | 1.9936 | 14.959 | 285.6654 | 31.7406 | 238.1687 | 185.9407 | 15.1728 | 61.26 | 18.5842 | 2.0649 | 15.4943 | 295.8865 | 32.8763 | 246.6904 | 192.5937 | 15.7157 | 63.4519
NY | INSIG | MUNICIPAL | GERRIT SMITH RIVER RD APTS | NY0154962 | 001 | 1.0767 | 7.667% | 0.015 | 0.01615 | 17.9422 | 1.9936 | 14.959 | 821.907 | 91.323 | 685.251 | 392.4667 | 35.7554 | 158.8666 | 16.7101 | 1.8567 | 13.9318 | 821.907 | 91.323 | 685.251 | 392.4667 | 35.7554 | 158.8666 | 16.7101 | 1.8567 | 13.9318 | 821.907 | 91.323 | 685.251 | 392.4667 | 35.7554 | 158.8666
NY | INSIG | MUNICIPAL | GOLLOGLY MOBILE HOME SITES | NY0156370 | 001 | 1.017 | 1.704% | 0.0012 | 0.0012204 | 17.9422 | 1.9936 | 14.959 | 65.7526 | 7.3058 | 54.8201 | 34.1281 | 2.6189 | 12.5341 | 17.6899 | 1.9655 | 14.7487 | 65.7526 | 7.3058 | 54.8201 | 34.1281 | 2.6189 | 12.5341 | 17.6899 | 1.9655 | 14.7487 | 65.7526 | 7.3058 | 54.8201 | 34.1281 | 2.6189 | 12.5341
NY | INSIG | MUNICIPAL | GREENE ACRES MOBILE HOME PARK | NY0213411 | 001 | 0.95362 | -4.638% | 0.003 | 0.0028609 | 17.9422 | 1.9936 | 14.959 | 164.3814 | 18.2646 | 137.0502 | 72.0333 | 5.2891 | 16.0877 | 17.9422 | 1.9936 | 14.959 | 156.329 | 17.3699 | 130.3366 | 68.5046 | 5.03 | 15.2996 | 18.8664 | 2.0963 | 15.7295 | 164.3814 | 18.2646 | 137.0502 | 72.0333 | 5.2891 | 16.0877
NY | INSIG | MUNICIPAL | HOWARD JOHNSON INN & SUITES | NY0263010 | 001 | 1.027 | 2.698% | 0.0033 | 0.003389 | 29.9037 | 2.9904 | 14.959 | 301.3659 | 30.1366 | 150.7552 | 108.1387 | 9.1959 | 23.9284 | 29.1977 | 2.9198 | 14.6059 | 301.3659 | 30.1366 | 150.7552 | 108.1387 | 9.1959 | 23.9284 | 29.1977 | 2.9198 | 14.6059 | 301.3659 | 30.1366 | 150.7552 | 108.1387 | 9.1959 | 23.9284
NY | INSIG | MUNICIPAL | JASPER (T) | NY0247251 | 001 | 0.9681 | -3.19% | 0.035 | 0.033884 | 29.9037 | 1.9936 | 14.959 | 3196.305 | 213.087 | 1598.919 | 2976.5737 | 92.6974 | 511.8288 | 29.9037 | 1.9936 | 14.959 | 3085.8917 | 205.7261 | 1543.6859 | 2873.7508 | 89.4952 | 494.1481 | 30.9736 | 2.0649 | 15.4943 | 3196.305 | 213.087 | 1598.919 | 2976.5737 | 92.6974 | 511.8288
NY | INSIG | MUNICIPAL | JEFFERSON CENTRAL SCHOOL | NY0212903 | 001 | 1.0285 | 2.848% | 0.004 | 0.0041139 | 17.9422 | 1.9936 | 14.959 | 219.1752 | 24.3528 | 182.7336 | 62.6452 | 6.9642 | 35.9866 | 17.4932 | 1.9437 | 14.5847 | 219.1752 | 24.3528 | 182.7336 | 62.6452 | 6.9642 | 35.9866 | 17.4932 | 1.9437 | 14.5847 | 219.1752 | 24.3528 | 182.7336 | 62.6452 | 6.9642 | 35.9866
NY | INSIG | MUNICIPAL | KANONA COMFORT STATION #34 | NY0035980 | 001 | 0.9681 | -3.19% | 0.0084 | 0.008132 | 17.9422 | 1.9936 | 14.959 | 460.2679 | 51.1409 | 383.7406 | 252.7187 | 20.5476 | 115.0714 | 17.9422 | 1.9936 | 14.959 | 444.3684 | 49.3743 | 370.4846 | 243.9888 | 19.8378 | 111.0964 | 18.5842 | 2.0649 | 15.4943 | 460.2679 | 51.1409 | 383.7406 | 252.7187 | 20.5476 | 115.0714
NY | INSIG | MUNICIPAL | KAPRAL TRAILER PARK | NY0246158 | 001 | 0.9681 | -3.19% | 0.004 | 0.0038724 | 17.9422 | 1.9936 | 14.959 | 219.1752 | 24.3528 | 182.7336 | 132.5886 | 11.6412 | 47.0014 | 17.9422 | 1.9936 | 14.959 | 211.604 | 23.5116 | 176.4212 | 128.0085 | 11.2391 | 45.3778 | 18.5842 | 2.0649 | 15.4943 | 219.1752 | 24.3528 | 182.7336 | 132.5886 | 11.6412 | 47.0014
NY | INSIG | MUNICIPAL | LAKESIDE CAMPGROUND | NY0065901 | 001 | 1.017 | 1.704% | 0.0027 | 0.002746 | 17.9422 | 1.9936 | 14.959 | 147.9433 | 16.4381 | 123.3452 | 69.742 | 5.5288 | 28.3706 | 17.6899 | 1.9655 | 14.7487 | 147.9433 | 16.4381 | 123.3452 | 69.742 | 5.5288 | 28.3706 | 17.6899 | 1.9655 | 14.7487 | 147.9433 | 16.4381 | 123.3452 | 69.742 | 5.5288 | 28.3706
NY | INSIG | MUNICIPAL | MAC CORMICK CENTER | NY0075361 | 001 | 0.96602 | -3.398% | 0.0412 | 0.0398 | 13.038 | 2.5568 | 14.959 | 1640.4533 | 321.6944 | 1882.1561 | 834.1883 | 81.3069 | 264.4059 | 13.038 | 2.5568 | 14.959 | 1580.3831 | 309.9146 | 1813.2352 | 803.6419 | 78.3296 | 254.7239 | 13.5336 | 2.6539 | 15.5276 | 1640.4533 | 321.6944 | 1882.1561 | 834.1883 | 81.3069 | 264.4059
NY | INSIG | MUNICIPAL | MAINE COIL AND TRANSFORMER CO | NY0155098 | 001 | 1.017 | 1.704% | 0.0025 | 0.0025426 | 17.9422 | 1.9936 | 14.959 | 136.9845 | 15.2205 | 114.2085 | 89.9561 | 7.5286 | 27.6952 | 17.6899 | 1.9655 | 14.7487 | 136.9845 | 15.2205 | 114.2085 | 89.9561 | 7.5286 | 27.6952 | 17.6899 | 1.9655 | 14.7487 | 136.9845 | 15.2205 | 114.2085 | 89.9561 | 7.5286 | 27.6952
NY | INSIG | MUNICIPAL | MANLEYS MIGHTY MARTS #16 | NY0262196 | 001 | 1.017 | 1.704% | 0.0007 | 0.00071193 | 29.9037 | 2.9904 | 14.959 | 63.9261 | 6.3926 | 31.9784 | 28.8781 | 2.1501 | 7.3553 | 29.4832 | 2.9483 | 14.7487 | 63.9261 | 6.3926 | 31.9784 | 28.8781 | 2.1501 | 7.3553 | 29.4832 | 2.9483 | 14.7487 | 63.9261 | 6.3926 | 31.9784 | 28.8781 | 2.1501 | 7.3553
NY | INSIG | MUNICIPAL | MANNS MOBILE COMMUNITY | NY0157228 | 001 | 1.017 | 1.704% | 0.0064 | 0.0065091 | 17.9422 | 1.9936 | 14.959 | 350.6803 | 38.9645 | 292.3738 | 214.9141 | 17.3857 | 56.796 | 17.6899 | 1.9655 | 14.7487 | 350.6803 | 38.9645 | 292.3738 | 214.9141 | 17.3857 | 56.796 | 17.6899 | 1.9655 | 14.7487 | 350.6803 | 38.9645 | 292.3738 | 214.9141 | 17.3857 | 56.796
NY | INSIG | MUNICIPAL | MARATHON (V) STP | NY0028363 | 001 | 1.0525 | 5.252% | 0.063 | 0.066308 | 29.9037 | 2.2453 | 14.959 | 5753.349 | 431.9806 | 2878.0542 | 3325.9065 | 182.4269 | 664.5391 | 28.4895 | 2.1391 | 14.2516 | 5753.349 | 431.9806 | 2878.0542 | 3325.9065 | 182.4269 | 664.5391 | 28.4895 | 2.1391 | 14.2516 | 5753.349 | 431.9806 | 2878.0542 | 3325.9065 | 182.4269 | 664.5391
NY | INSIG | MUNICIPAL | Masonville Motor Lodge | NY0067342 | 001 | 0.98831 | -1.169% | 0.0053 | 0.0052381 | 17.9422 | 1.9936 | 14.959 | 290.4071 | 32.2675 | 242.122 | 133.0788 | 10.8785 | 54.9469 | 17.9422 | 1.9936 | 14.959 | 286.2292 | 31.8032 | 238.6388 | 131.1643 | 10.722 | 54.1565 | 18.2041 | 2.0227 | 15.1774 | 290.4071 | 32.2675 | 242.122 | 133.0788 | 10.8785 | 54.9469
NY | INSIG | MUNICIPAL | MC INROY PROPERTY | NY0229016 | 001 | 0.9687 | -3.13% | 0.0005 | 0.00048435 | 17.9422 | 1.9936 | 14.959 | 27.3969 | 3.0441 | 22.8417 | 18.5997 | 1.3911 | 3.8399 | 17.9422 | 1.9936 | 14.959 | 26.4668 | 2.9408 | 22.0663 | 17.9683 | 1.3439 | 3.7095 | 18.5727 | 2.0636 | 15.4847 | 27.3969 | 3.0441 | 22.8417 | 18.5997 | 1.3911 | 3.8399
NY | INSIG | MUNICIPAL | MEADOWBROOK MHP | NY0156671 | 001 | 1.017 | 1.704% | 0.0265 | 0.026952 | 17.9422 | 1.9936 | 14.959 | 1452.0357 | 161.3373 | 1210.6101 | 815.1015 | 79.8034 | 293.5695 | 17.6899 | 1.9655 | 14.7487 | 1452.0357 | 161.3373 | 1210.6101 | 815.1015 | 79.8034 | 293.5695 | 17.6899 | 1.9655 | 14.7487 | 1452.0357 | 161.3373 | 1210.6101 | 815.1015 | 79.8034 | 293.5695
NY | INSIG | MUNICIPAL | MEADOWBROOK MHP | NY0156680 | 001 | 1.017 | 1.704% | 0.0126 | 0.012815 | 17.9422 | 1.9936 | 14.959 | 690.4019 | 76.7113 | 575.6108 | 392.2893 | 25.393 | 112.8109 | 17.6899 | 1.9655 | 14.7487 | 690.4019 | 76.7113 | 575.6108 | 392.2893 | 25.393 | 112.8109 | 17.6899 | 1.9655 | 14.7487 | 690.4019 | 76.7113 | 575.6108 | 392.2893 | 25.393 | 112.8109
NY | INSIG | MUNICIPAL | MONTEREY SHOCK CORRECTIONAL FA | NY0098418 | 001 | 0.91884 | -8.116% | 0.015069 | 0.013846 | 29.9037 | 1.9936 | 14.959 | 1376.1463 | 91.7431 | 688.4032 | 618.4109 | 28.065 | 110.3165 | 29.9037 | 1.9936 | 14.959 | 1261.0097 | 84.0673 | 630.8073 | 566.671 | 25.7169 | 101.0867 | 32.634 | 2.1756 | 16.3249 | 1376.1463 | 91.7431 | 688.4032 | 618.4109 | 28.065 | 110.3165
NY | INSIG | MUNICIPAL | MORRISVILLE (V) WWTF | NY0261742 | 001 | 1.0767 | 7.667% | 0.18 | 0.1938 | 29.9037 | 0.99679 | 14.959 | 16438.14 | 547.938 | 8223.012 | 7849.3331 | 214.5322 | 1906.3989 | 27.8502 | 0.92834 | 13.9318 | 16438.14 | 547.938 | 8223.012 | 7849.3331 | 214.5322 | 1906.3989 | 27.8502 | 0.92834 | 13.9318 | 16438.14 | 547.938 | 8223.012 | 7849.3331 | 214.5322 | 1906.3989
NY | INSIG | MUNICIPAL | MORRISVILLE AG & TECH COLL STP | NY0029700 | 001 | 1.0767 | 7.667% | 0.096 | 0.10336 | 29.9037 | 0.99679 | 14.959 | 8767.008 | 292.2336 | 4385.6064 | 4186.311 | 114.4172 | 1016.7461 | 27.8502 | 0.92834 | 13.9318 | 8767.008 | 292.2336 | 4385.6064 | 4186.311 | 114.4172 | 1016.7461 | 27.8502 | 0.92834 | 13.9318 | 8767.008 | 292.2336 | 4385.6064 | 4186.311 | 114.4172 | 1016.7461
NY | INSIG | MUNICIPAL | N Y CENTRAL MUTUAL FIRE INSURANCE CO | NY0124389 | 001 | 1.027 | 2.698% | 0.0133 | 0.013659 | 17.9422 | 1.9936 | 14.959 | 728.7575 | 80.9731 | 607.5892 | 162.6285 | 26.5641 | 117.2091 | 17.5186 | 1.9465 | 14.6059 | 728.7575 | 80.9731 | 607.5892 | 162.6285 | 26.5641 | 117.2091 | 17.5186 | 1.9465 | 14.6059 | 728.7575 | 80.9731 | 607.5892 | 162.6285 | 26.5641 | 117.2091
NY | INSIG | MUNICIPAL | NEWTOWN BATTLEFIELD RESERVATION | NY0099155 | 001 | 0.9687 | -3.13% | 0.0056 | 0.0054247 | 17.9422 | 1.9936 | 14.959 | 306.8453 | 34.0939 | 255.827 | 191.4535 | 10.6415 | 49.3495 | 17.9422 | 1.9936 | 14.959 | 296.4283 | 32.9365 | 247.142 | 184.9539 | 10.2802 | 47.6741 | 18.5727 | 2.0636 | 15.4847 | 306.8453 | 34.0939 | 255.827 | 191.4535 | 10.6415 | 49.3495
NY | INSIG | MUNICIPAL | NICHOLS (T) STP | NY0262480 | 001 | 0.95269 | -4.731% | 0.04 | 0.038107 | 30.7011 | 1.9936 | 14.959 | 3750.3312 | 243.528 | 1827.336 | 2589.7703 | 90.0045 | 342.9394 | 30.7011 | 1.9936 | 14.959 | 3563.1284 | 231.372 | 1736.1221 | 2460.4984 | 85.5118 | 325.8211 | 32.3141 | 2.0983 | 15.7449 | 3750.3312 | 243.528 | 1827.336 | 2589.7703 | 90.0045 | 342.9394
NY | INSIG | MUNICIPAL | NICHOLS ELEM SCHOOL | NY0262315 | 001 | 0.95269 | -4.731% | 0.008278 | 0.0078863 | 29.9037 | 2.9904 | 14.959 | 755.9718 | 75.5972 | 378.1672 | 523.1181 | 27.9397 | 70.9713 | 29.9037 | 2.9904 | 14.959 | 718.2364 | 71.8236 | 359.2905 | 497.0059 | 26.545 | 67.4287 | 31.4748 | 3.1475 | 15.7449 | 755.9718 | 75.5972 | 378.1672 | 523.1181 | 27.9397 | 70.9713
NY | INSIG | MUNICIPAL | NOWLAN RIDGE | NY0092231 | 001 | 1.017 | 1.704% | 0.01 | 0.01017 | 17.9422 | 1.9936 | 14.959 | 547.938 | 60.882 | 456.834 | 329.0965 | 21.8241 | 104.4511 | 17.6899 | 1.9655 | 14.7487 | 547.938 | 60.882 | 456.834 | 329.0965 | 21.8241 | 104.4511 | 17.6899 | 1.9655 | 14.7487 | 547.938 | 60.882 | 456.834 | 329.0965 | 21.8241 | 104.4511
NY | INSIG | MUNICIPAL | NYS BOWMAN LAKE STATE PARK | NY0028126 | 001 | 0.95362 | -4.638% | 0.0297 | 0.028322 | 17.9422 | 0.99679 | 14.959 | 1627.3759 | 90.4098 | 1356.797 | 543.5098 | 8.0043 | 26.9088 | 17.9422 | 0.99679 | 14.959 | 1547.6567 | 85.9809 | 1290.3325 | 516.8852 | 7.6122 | 25.5906 | 18.8664 | 1.0481 | 15.7295 | 1627.3759 | 90.4098 | 1356.797 | 543.5098 | 8.0043 | 26.9088
NY | INSIG | MUNICIPAL | NYS GILBERT LAKE STATE PARK | NY0028754 | 001 | 1.027 | 2.698% | 0.0576 | 0.059154 | 17.9422 | 0.99679 | 14.959 | 3156.1229 | 175.3402 | 2631.3638 | 1109.4205 | 54.1046 | 459.078 | 17.5186 | 0.97326 | 14.6059 | 3156.1229 | 175.3402 | 2631.3638 | 1109.4205 | 54.1046 | 459.078 | 17.5186 | 0.97326 | 14.6059 | 3156.1229 | 175.3402 | 2631.3638 | 1109.4205 | 54.1046 | 459.078
NY | INSIG | MUNICIPAL | NYSDOT NICHOLS COMFORT STA | NY0036013 | 001 | 0.95269 | -4.731% | 0.012 | 0.011432 | 17.9422 | 1.9936 | 14.959 | 657.5256 | 73.0584 | 548.2008 | 433.4078 | 27.0014 | 102.8818 | 17.9422 | 1.9936 | 14.959 | 624.7043 | 69.4116 | 520.8366 | 411.7737 | 25.6536 | 97.7463 | 18.8849 | 2.0983 | 15.7449 | 657.5256 | 73.0584 | 548.2008 | 433.4078 | 27.0014 | 102.8818
NY | INSIG | MUNICIPAL | NYSP PAINTED POST POLICE STATION | NY0246476 | 001 | 0.9681 | -3.19% | 0.0005 | 0.00048405 | 17.9422 | 1.9936 | 14.959 | 27.3969 | 3.0441 | 22.8417 | 17.8328 | 1.4552 | 5.8752 | 17.9422 | 1.9936 | 14.959 | 26.4505 | 2.9389 | 22.0527 | 17.2167 | 1.4049 | 5.6722 | 18.5842 | 2.0649 | 15.4943 | 27.3969 | 3.0441 | 22.8417 | 17.8328 | 1.4552 | 5.8752
NY | INSIG | MUNICIPAL | OXFORD (V) STP | NY0156876 | 001 | 0.95362 | -4.638% | 0.2 | 0.19072 | 37.3796 | 0.99679 | 14.959 | 22830.75 | 608.82 | 9136.68 | 13058.4773 | 237.5927 | 1744.9266 | 37.3796 | 0.99679 | 14.959 | 21712.3553 | 578.9961 | 8689.1076 | 12418.7905 | 225.9539 | 1659.449 | 39.305 | 1.0481 | 15.7295 | 22830.75 | 608.82 | 9136.68 | 13058.4773 | 237.5927 | 1744.9266
NY | INSIG | MUNICIPAL | PARKWOOD SEWER DISTRICT | NY0213934 | 001 | 1.017 | 1.704% | 0.0039 | 0.0039665 | 29.9037 | 1.9936 | 14.959 | 356.1597 | 23.744 | 178.1653 | 160.2234 | 7.986 | 40.9797 | 29.4832 | 1.9655 | 14.7487 | 356.1597 | 23.744 | 178.1653 | 160.2234 | 7.986 | 40.9797 | 29.4832 | 1.9655 | 14.7487 | 356.1597 | 23.744 | 178.1653 | 160.2234 | 7.986 | 40.9797
NY | INSIG | MUNICIPAL | PLEASANT VALLEY TRAILER PARK | NY0156221 | 001 | 1.017 | 1.704% | 0.0053 | 0.0053903 | 17.9422 | 1.9936 | 14.959 | 290.4071 | 32.2675 | 242.122 | 140.8694 | 10.8528 | 55.6904 | 17.6899 | 1.9655 | 14.7487 | 290.4071 | 32.2675 | 242.122 | 140.8694 | 10.8528 | 55.6904 | 17.6899 | 1.9655 | 14.7487 | 290.4071 | 32.2675 | 242.122 | 140.8694 | 10.8528 | 55.6904
NY | INSIG | MUNICIPAL | PORTER HOLLOW ROAD SD | NY0156299 | 001 | 1.017 | 1.704% | 0.0064 | 0.0065091 | 29.9037 | 1.9936 | 14.959 | 584.4672 | 38.9645 | 292.3738 | 321.8293 | 13.9674 | 66.8487 | 29.4832 | 1.9655 | 14.7487 | 584.4672 | 38.9645 | 292.3738 | 321.8293 | 13.9674 | 66.8487 | 29.4832 | 1.9655 | 14.7487 | 584.4672 | 38.9645 | 292.3738 | 321.8293 | 13.9674 | 66.8487
NY | INSIG | MUNICIPAL | PRIDE MANOR PARK (MHP) | NY0155331 | 001 | 1.017 | 1.704% | 0.013401 | 0.013629 | 29.9037 | 2.5617 | 14.959 | 1223.8195 | 104.8405 | 612.2032 | 635.919 | 35.2618 | 140.8126 | 29.4832 | 2.5257 | 14.7487 | 1223.8195 | 104.8405 | 612.2032 | 635.919 | 35.2618 | 140.8126 | 29.4832 | 2.5257 | 14.7487 | 1223.8195 | 104.8405 | 612.2032 | 635.919 | 35.2618 | 140.8126
NY | INSIG | MUNICIPAL | QUALITY HILL MOBILE HOME PARK | NY0155772 | 001 | 1.017 | 1.704% | 0.004 | 0.0040682 | 17.9422 | 1.9936 | 14.959 | 219.1752 | 24.3528 | 182.7336 | 123.4721 | 8.6232 | 51.5365 | 17.6899 | 1.9655 | 14.7487 | 219.1752 | 24.3528 | 182.7336 | 123.4721 | 8.6232 | 51.5365 | 17.6899 | 1.9655 | 14.7487 | 219.1752 | 24.3528 | 182.7336 | 123.4721 | 8.6232 | 51.5365
NY | INSIG | MUNICIPAL | RED BARREL TRAVEL CENTER | NY0249637 | 001 | 1.027 | 2.698% | 0.004 | 0.0041079 | 17.9422 | 1.9936 | 14.959 | 219.1752 | 24.3528 | 182.7336 | 96.9541 | 8.4301 | 44.3793 | 17.5186 | 1.9465 | 14.6059 | 219.1752 | 24.3528 | 182.7336 | 96.9541 | 8.4301 | 44.3793 | 17.5186 | 1.9465 | 14.6059 | 219.1752 | 24.3528 | 182.7336 | 96.9541 | 8.4301 | 44.3793
NY | INSIG | MUNICIPAL | REST AREA/GATEWAY INFORMATION | NY0244554 | 001 | 1.017 | 1.704% | 0.005357 | 0.0054483 | 42.862 | 2.2926 | 14.959 | 701.2115 | 37.5067 | 244.726 | 364.6904 | 12.6149 | 56.2893 | 42.2593 | 2.2604 | 14.7487 | 701.2115 | 37.5067 | 244.726 | 364.6904 | 12.6149 | 56.2893 | 42.2593 | 2.2604 | 14.7487 | 701.2115 | 37.5067 | 244.726 | 364.6904 | 12.6149 | 56.2893
NY | INSIG | MUNICIPAL | SENIOR LIVING FACILITY | NY0231746 | 001 | 1.017 | 1.704% | 0.011 | 0.011187 | 17.9422 | 1.9936 | 14.959 | 602.7318 | 66.9702 | 502.5174 | 356.3525 | 22.1685 | 98.4857 | 17.6899 | 1.9655 | 14.7487 | 602.7318 | 66.9702 | 502.5174 | 356.3525 | 22.1685 | 98.4857 | 17.6899 | 1.9655 | 14.7487 | 602.7318 | 66.9702 | 502.5174 | 356.3525 | 22.1685 | 98.4857
NY | INSIG | MUNICIPAL | SONG MOUNTAIN SKI RESORT | NY0154814 | 001 | 1.0095 | 0.9538% | 0.006248 | 0.0063076 | 29.9037 | 1.0591 | 14.959 | 570.5861 | 20.2092 | 285.4299 | 116.1686 | 0.11707 | 0.10242 | 29.7023 | 1.052 | 14.8583 | 570.5861 | 20.2092 | 285.4299 | 116.1686 | 0.11707 | 0.10242 | 29.7023 | 1.052 | 14.8583 | 570.5861 | 20.2092 | 285.4299 | 116.1686 | 0.11707 | 0.10242
NY | INSIG | MUNICIPAL | SOUTH CORNING WWTP | NY0110531 | 001 | 0.9681 | -3.19% | 0.12 | 0.11617 | 29.9037 | 1.9936 | 14.959 | 10958.76 | 730.584 | 5482.008 | 6837.1511 | 296.3558 | 1219.7858 | 29.9037 | 1.9936 | 14.959 | 10580.2 | 705.3467 | 5292.6372 | 6600.9682 | 286.1185 | 1177.6494 | 30.9736 | 2.0649 | 15.4943 | 10958.76 | 730.584 | 5482.008 | 6837.1511 | 296.3558 | 1219.7858
NY | INSIG | MUNICIPAL | SPRINGBROOK LAKE DEVELOPMENT | NY0213608 | 001 | 1.017 | 1.704% | 0.037 | 0.03763 | 17.9422 | 0.99679 | 14.959 | 2027.3706 | 112.6317 | 1690.2858 | 680.4489 | 8.7077 | 40.9932 | 17.6899 | 0.98277 | 14.7487 | 2027.3706 | 112.6317 | 1690.2858 | 680.4489 | 8.7077 | 40.9932 | 17.6899 | 0.98277 | 14.7487 | 2027.3706 | 112.6317 | 1690.2858 | 680.4489 | 8.7077 | 40.9932
NY | INSIG | MUNICIPAL | STATELINE MART | NY0228818 | 001 | 0.9687 | -3.13% | 0.0001 | 9.687e-05 | 17.9422 | 1.9936 | 14.959 | 5.4794 | 0.60882 | 4.5683 | 3.3347 | 0.19003 | 0.88124 | 17.9422 | 1.9936 | 14.959 | 5.2934 | 0.58815 | 4.4133 | 3.2215 | 0.18358 | 0.85132 | 18.5727 | 2.0636 | 15.4847 | 5.4794 | 0.60882 | 4.5683 | 3.3347 | 0.19003 | 0.88124
NY | INSIG | MUNICIPAL | SUSQUEHANNA SPCA | NY0205940 | 001 | 1.027 | 2.698% | 0.001 | 0.001027 | 17.9422 | 1.9936 | 14.959 | 54.7938 | 6.0882 | 45.6834 | 18.8931 | 1.8578 | 7.251 | 17.5186 | 1.9465 | 14.6059 | 54.7938 | 6.0882 | 45.6834 | 18.8931 | 1.8578 | 7.251 | 17.5186 | 1.9465 | 14.6059 | 54.7938 | 6.0882 | 45.6834 | 18.8931 | 1.8578 | 7.251
NY | INSIG | MUNICIPAL | SZCZEPANSKI APTS | NY0233153 | 001 | 1.017 | 1.704% | 0.0024 | 0.0024409 | 17.9422 | 1.9936 | 14.959 | 131.5051 | 14.6117 | 109.6402 | 71.5311 | 6.5196 | 21.2985 | 17.6899 | 1.9655 | 14.7487 | 131.5051 | 14.6117 | 109.6402 | 71.5311 | 6.5196 | 21.2985 | 17.6899 | 1.9655 | 14.7487 | 131.5051 | 14.6117 | 109.6402 | 71.5311 | 6.5196 | 21.2985
NY | INSIG | MUNICIPAL | TERRACE MOTOR INN | NY0065005 | 001 | 1.027 | 2.698% | 0.003 | 0.003081 | 17.9422 | 1.9936 | 14.959 | 164.3814 | 18.2646 | 137.0502 | 25.5949 | 6.0259 | 14.3045 | 17.5186 | 1.9465 | 14.6059 | 164.3814 | 18.2646 | 137.0502 | 25.5949 | 6.0259 | 14.3045 | 17.5186 | 1.9465 | 14.6059 | 164.3814 | 18.2646 | 137.0502 | 25.5949 | 6.0259 | 14.3045
NY | INSIG | MUNICIPAL | TIOGA DOWNS RACINO | NY0244881 | 001 | 0.95269 | -4.731% | 0.011323 | 0.010787 | 17.9422 | 1.9936 | 14.959 | 620.4302 | 68.9367 | 517.2731 | 406.556 | 25.478 | 97.0776 | 17.9422 | 1.9936 | 14.959 | 589.4606 | 65.4956 | 491.4528 | 386.2622 | 24.2063 | 92.2318 | 18.8849 | 2.0983 | 15.7449 | 620.4302 | 68.9367 | 517.2731 | 406.556 | 25.478 | 97.0776
NY | INSIG | MUNICIPAL | TROUPSBURG (T) WWTF | NY0246999 | 001 | 0.9681 | -3.19% | 0 | 0 |  |  |  | 0 | 0 | 0 | 0 | 0 | 0 | [12 empty] | 0 | 0 | 0 | 0 | 0 | 0
NY | INSIG | MUNICIPAL | TULLY (V) STP | NY0026824 | 001 | 1.0598 | 5.975% | 0.226 | 0.2395 | 21.2077 | 0.15749 | 14.959 | 14637.1774 | 108.6987 | 10324.4484 | 5677.4625 | 5.0227 | 54.4246 | 20.0668 | 0.14902 | 14.1543 | 14637.1774 | 108.6987 | 10324.4484 | 5677.4625 | 5.0227 | 54.4246 | 20.0668 | 0.14902 | 14.1543 | 14637.1774 | 108.6987 | 10324.4484 | 5677.4625 | 5.0227 | 54.4246
NY | INSIG | MUNICIPAL | UNADILLA ELEM SCHOOL | NY0192279 | 001 | 1.027 | 2.698% | 0.008 | 0.0082159 | 17.9422 | 1.9936 | 14.959 | 438.3504 | 48.7056 | 365.4672 | 203.6564 | 15.3353 | 75.1337 | 17.5186 | 1.9465 | 14.6059 | 438.3504 | 48.7056 | 365.4672 | 203.6564 | 15.3353 | 75.1337 | 17.5186 | 1.9465 | 14.6059 | 438.3504 | 48.7056 | 365.4672 | 203.6564 | 15.3353 | 75.1337
NY | INSIG | MUNICIPAL | VESTAL EMERGENCY SEWER OVERFLOWS | NY0262749 | 001 | 1.017 | 1.704% | 0 | 0 |  |  |  | 0 | 0 | 0 | 0 | 0 | 0 | [12 empty] | 0 | 0 | 0 | 0 | 0 | 0
NY | INSIG | MUNICIPAL | VESTAL HILLS COUNTRY CLUB | NY0233111 | 001 | 1.017 | 1.704% | 0.0043 | 0.0043733 | 17.9422 | 1.9936 | 14.959 | 235.6133 | 26.1793 | 196.4386 | 100.7968 | 8.8051 | 45.1828 | 17.6899 | 1.9655 | 14.7487 | 235.6133 | 26.1793 | 196.4386 | 100.7968 | 8.8051 | 45.1828 | 17.6899 | 1.9655 | 14.7487 | 235.6133 | 26.1793 | 196.4386 | 100.7968 | 8.8051 | 45.1828
NY | INSIG | MUNICIPAL | VIRGIL (T) SD 1 WWTP | NY0027197 | 001 | 1.0095 | 0.9538% | 0.08 | 0.080763 | 29.9037 | 1.9936 | 14.959 | 7305.84 | 487.056 | 3654.672 | 3858.0018 | 205.6854 | 843.8591 | 29.7023 | 1.9802 | 14.8583 | 7305.84 | 487.056 | 3654.672 | 3858.0018 | 205.6854 | 843.8591 | 29.7023 | 1.9802 | 14.8583 | 7305.84 | 487.056 | 3654.672 | 3858.0018 | 205.6854 | 843.8591
NY | INSIG | MUNICIPAL | VIRGINIA CITY MOBILE HOME PK | NY0244571 | 001 | 1.017 | 1.704% | 0.0221 | 0.022477 | 29.9037 | 1.9936 | 14.959 | 2018.2383 | 134.5492 | 1009.6031 | 1170.3439 | 48.2313 | 230.8369 | 29.4832 | 1.9655 | 14.7487 | 2018.2383 | 134.5492 | 1009.6031 | 1170.3439 | 48.2313 | 230.8369 | 29.4832 | 1.9655 | 14.7487 | 2018.2383 | 134.5492 | 1009.6031 | 1170.3439 | 48.2313 | 230.8369
NY | INSIG | MUNICIPAL | WAVERLY WAREHOUSE | NY0028941 | 001 | 0.95269 | -4.731% | 0.002 | 0.0019054 | 17.9422 | 1.9936 | 14.959 | 109.5876 | 12.1764 | 91.3668 | 65.1523 | 2.1539 | 4.5622 | 17.9422 | 1.9936 | 14.959 | 104.1174 | 11.5686 | 86.8061 | 61.9001 | 2.0464 | 4.3345 | 18.8849 | 2.0983 | 15.7449 | 109.5876 | 12.1764 | 91.3668 | 65.1523 | 2.1539 | 4.5622
NY | INSIG | MUNICIPAL | WEBER ASH DISPOSAL FACILITY | NY0106542 | 001 | 1.017 | 1.704% | 0.531 | 0.54005 | 17.9422 | 0.0016494 | 24.9317 | 29095.5078 | 2.6748 | 40429.809 | 16872.0164 | 0.95881 | 9243.9203 | 17.6899 | 0.0016262 | 24.5811 | 29095.5078 | 2.6748 | 40429.809 | 16872.0164 | 0.95881 | 9243.9203 | 17.6899 | 0.0016262 | 24.5811 | 29095.5078 | 2.6748 | 40429.809 | 16872.0164 | 0.95881 | 9243.9203
NY | INSIG | MUNICIPAL | WEST WINDSOR WASTEWATER TREATMENT PLANT | NY0262676 | 001 | 1.017 | 1.704% | 0.03732 | 0.037956 | 29.9037 | 4.1068 | 14.959 | 3408.1744 | 468.0559 | 1704.9045 | 1834.5869 | 165.736 | 480.8356 | 29.4832 | 4.049 | 14.7487 | 3408.1744 | 468.0559 | 1704.9045 | 1834.5869 | 165.736 | 480.8356 | 29.4832 | 4.049 | 14.7487 | 3408.1744 | 468.0559 | 1704.9045 | 1834.5869 | 165.736 | 480.8356
NY | INSIG | MUNICIPAL | WESTOVER ESTATES MOBILE HOME PARK | NY0081744 | 001 | 0.9687 | -3.13% | 0.0252 | 0.024411 | 17.9422 | 1.9936 | 14.959 | 1380.8038 | 153.4226 | 1151.2217 | 1113.9709 | 50.3201 | 213.4258 | 17.9422 | 1.9936 | 14.959 | 1333.9272 | 148.2141 | 1112.1392 | 1076.1531 | 48.6118 | 206.1803 | 18.5727 | 2.0636 | 15.4847 | 1380.8038 | 153.4226 | 1151.2217 | 1113.9709 | 50.3201 | 213.4258
NY | INSIG | MUNICIPAL | WHITNEY POINT REST AREA | NY0085308 | 001 | 1.017 | 1.704% | 0.003375 | 0.0034325 | 29.9037 | 2.9904 | 14.959 | 308.2151 | 30.8215 | 154.1815 | 174.5204 | 10.3772 | 29.9653 | 29.4832 | 2.9483 | 14.7487 | 308.2151 | 30.8215 | 154.1815 | 174.5204 | 10.3772 | 29.9653 | 29.4832 | 2.9483 | 14.7487 | 308.2151 | 30.8215 | 154.1815 | 174.5204 | 10.3772 | 29.9653
NY | INSIG | MUNICIPAL | WHITNEY POINT STP | NY0262552 | 001 | 1.017 | 1.704% | 0.15 | 0.15256 | 29.9037 | 2.275 | 14.959 | 13698.45 | 1042.1644 | 6852.51 | 7681.9496 | 344.9771 | 1342.9872 | 29.4832 | 2.2431 | 14.7487 | 13698.45 | 1042.1644 | 6852.51 | 7681.9496 | 344.9771 | 1342.9872 | 29.4832 | 2.2431 | 14.7487 | 13698.45 | 1042.1644 | 6852.51 | 7681.9496 | 344.9771 | 1342.9872
NY | INSIG | MUNICIPAL | WINDSOR SHOPPING PLAZA | NY0157406 | 001 | 1.017 | 1.704% | 0.0018 | 0.0018307 | 17.9422 | 1.9936 | 14.959 | 98.6288 | 10.9588 | 82.2301 | 51.2955 | 3.6858 | 18.9137 | 17.6899 | 1.9655 | 14.7487 | 98.6288 | 10.9588 | 82.2301 | 51.2955 | 3.6858 | 18.9137 | 17.6899 | 1.9655 | 14.7487 | 98.6288 | 10.9588 | 82.2301 | 51.2955 | 3.6858 | 18.9137
NY | INSIG | MUNICIPAL | WOOD ESTATES | NY0231941 | 001 | 1.017 | 1.704% | 0.016 | 0.016273 | 17.9422 | 1.9936 | 14.959 | 876.7008 | 97.4112 | 730.9344 | 415.1907 | 32.7631 | 168.1219 | 17.6899 | 1.9655 | 14.7487 | 876.7008 | 97.4112 | 730.9344 | 415.1907 | 32.7631 | 168.1219 | 17.6899 | 1.9655 | 14.7487 | 876.7008 | 97.4112 | 730.9344 | 415.1907 | 32.7631 | 168.1219
NY | INSIG | MUNICIPAL | YORKSHIRE APTS | NY0083453 | 001 | 0.9687 | -3.13% | 0.0077 | 0.007459 | 17.9422 | 1.9936 | 14.959 | 421.9123 | 46.8791 | 351.7622 | 266.1993 | 21.4233 | 59.1341 | 17.9422 | 1.9936 | 14.959 | 407.5889 | 45.2877 | 339.8203 | 257.1622 | 20.696 | 57.1266 | 18.5727 | 2.0636 | 15.4847 | 421.9123 | 46.8791 | 351.7622 | 266.1993 | 21.4233 | 59.1341
NY | INSIG | INDUSTRIAL | AFTON CENTRAL SCHOOL | NY0244325 | 001 | 1 | 0% | 0.009 | 0.009 | 17.9422 | 2.9904 | 24.9317 | 493.1442 | 82.1907 | 685.251 | 212.2005 | 28.7139 | 126.833 | 17.9914 | 2.9986 | 25 | 493.1442 | 82.1907 | 685.251 | 212.2005 | 28.7139 | 126.833 | 17.9914 | 2.9986 | 25 | 493.1442 | 82.1907 | 685.251 | 212.2005 | 28.7139 | 126.833
NY | INSIG | INDUSTRIAL | ALBANY INTERNATIONAL | NY0232734 | 001 | 1 | 0% | 0 | 0 |  |  |  | 0 | 0 | 0 | 0 | 0 | 0 |  |  |  | 0 | 0 | 0 | 0 | 0 | 0 |  |  |  | 0 | 0 | 0 | 0 | 0 | 0
NY | INSIG | INDUSTRIAL | AMERICAN PIPE AND PLASTICS INC | NY0109339 | 001 | 1 | 0% | 0 | 0 |  |  |  | 0 | 0 | 0 | 0 | 0 | 0 |  |  |  | 0 | 0 | 0 | 0 | 0 | 0 |  |  |  | 0 | 0 | 0 | 0 | 0 | 0
NY | INSIG | INDUSTRIAL | AMPHENOL INTERCONNECT PRODUCTS CORP | NY0110655 | 001 | 1 | 0% | 0 | 0 |  |  |  | 0 | 0 | 0 | 0 | 0 | 0 |  |  |  | 0 | 0 | 0 | 0 | 0 | 0 |  |  |  | 0 | 0 | 0 | 0 | 0 | 0
NY | INSIG | INDUSTRIAL | ANCHOR GLASS CONTAINER CORP | NY0085910 | 001 | 1 | 0% | 0.009 | 0.009 | 11.164 | 6.9775 | 24.9317 | 306.8453 | 191.7783 | 685.251 | 181.9629 | 56.6927 | 48.3547 | 11.1946 | 6.9966 | 25 | 306.8453 | 191.7783 | 685.251 | 181.9629 | 56.6927 | 48.3547 | 11.1946 | 6.9966 | 25 | 306.8453 | 191.7783 | 685.251 | 181.9629 | 56.6927 | 48.3547
NY | INSIG | INDUSTRIAL | ARKPORT RETAIL OUTLET | NY0229512 | 001 | 1 | 0% | 0.000239 | 0.000239 | 0 | 0 | 24.9317 | 0 | 0 | 18.1972 | 0 | 0 | 5.5936 | 0 | 0 | 25 | 0 | 0 | 18.1972 | 0 | 0 | 5.5936 | 0 | 0 | 25 | 0 | 0 | 18.1972 | 0 | 0 | 5.5936
NY | INSIG | INDUSTRIAL | BAE SYSTEMS CONTROLS | NY0004073 | 001 | 1 | 0% | 0 | 0 |  |  |  | 0 | 0 | 0 | 0 | 0 | 0 |  |  |  | 0 | 0 | 0 | 0 | 0 | 0 |  |  |  | 0 | 0 | 0 | 0 | 0 | 0
NY | INSIG | INDUSTRIAL | BIG FLATS TERMINAL | NY0109363 | 001 | 1 | 0% | 0.039166 | 0.039166 | 0 | 0 | 24.9317 | 0 | 0 | 2982.0601 | 0 | 0 | 582.4194 | 0 | 0 | 25 | 0 | 0 | 2982.0601 | 0 | 0 | 582.4194 | 0 | 0 | 25 | 0 | 0 | 2982.0601 | 0 | 0 | 582.4194
NY | INSIG | INDUSTRIAL | BINGHAMTON CO-GENERATION PLANT | NY0232840 | 001 | 1 | 0% | 0.075179 | 0.075179 | 0 | 0 | 24.9317 | 0 | 0 | 5724.0539 | 0 | 0 | 1388.067 | 0 | 0 | 25 | 0 | 0 | 5724.0539 | 0 | 0 | 1388.067 | 0 | 0 | 25 | 0 | 0 | 5724.0539 | 0 | 0 | 1388.067
NY | INSIG | INDUSTRIAL | BINGHAMTON TRAVEL CENTER | NY0101231 | 001 | 1 | 0% | 0.001 | 0.001 | 1.4453 | 0 | 24.9317 | 4.4139 | 0 | 76.139 | 2.4664 | 0 | 21.4735 | 1.4493 | 0 | 25 | 4.4139 | 0 | 76.139 | 2.4664 | 0 | 21.4735 | 1.4493 | 0 | 25 | 4.4139 | 0 | 76.139 | 2.4664 | 0 | 21.4735
NY | INSIG | INDUSTRIAL | BINGHAMTON WTR TREAT PLT | NY0262358 | 001 | 1 | 0% | 0 | 0 |  |  |  | 0 | 0 | 0 | 0 | 0 | 0 |  |  |  | 0 | 0 | 0 | 0 | 0 | 0 |  |  |  | 0 | 0 | 0 | 0 | 0 | 0
NY | INSIG | INDUSTRIAL | BUCKEYE TERMINALS LLC - BINGHAMTON TERMINAL | NY0156396 | 001 | 1 | 0% | 0.168 | 0.168 | 29.9037 | 3.4216 | 24.9317 | 15342.264 | 1755.4959 | 12791.352 | 10465.9316 | 868.3333 | 3101.8669 | 29.9856 | 3.431 | 25 | 15342.264 | 1755.4959 | 12791.352 | 10465.9316 | 868.3333 | 3101.8669 | 29.9856 | 3.431 | 25 | 15342.264 | 1755.4959 | 12791.352 | 10465.9316 | 868.3333 | 3101.8669
NY | INSIG | INDUSTRIAL | CAMPBELL BULK PLANT | NY0228354 | 001 | 1 | 0% | 7.2e-05 | 7.2e-05 | 0 | 0 | 24.9317 | 0 | 0 | 5.482 | 0 | 0 | 1.41 | 0 | 0 | 25 | 0 | 0 | 5.482 | 0 | 0 | 1.41 | 0 | 0 | 25 | 0 | 0 | 5.482 | 0 | 0 | 1.41
NY | INSIG | INDUSTRIAL | CANASAWACTA COUNTRY CLUB | NY0244660 | 001 | 1 | 0% | 0 | 0 |  |  |  | 0 | 0 | 0 | 0 | 0 | 0 |  |  |  | 0 | 0 | 0 | 0 | 0 | 0 |  |  |  | 0 | 0 | 0 | 0 | 0 | 0
NY | INSIG | INDUSTRIAL | CASCADE VALLEY STONE PRODUCTS | NY0262366 | 001 | 1 | 0% | 0 | 0 |  |  |  | 0 | 0 | 0 | 0 | 0 | 0 |  |  |  | 0 | 0 | 0 | 0 | 0 | 0 |  |  |  | 0 | 0 | 0 | 0 | 0 | 0
NY | INSIG | INDUSTRIAL | CBS CORPORATION | NY0004103 | 001 | 1 | 0% | 0.5505 | 0.5505 | 11.9615 | 0 | 24.9317 | 20109.3246 | 0 | 41914.5195 | 11650.1132 | 0 | 4645.9601 | 11.9942 | 0 | 25 | 20109.3246 | 0 | 41914.5195 | 11650.1132 | 0 | 4645.9601 | 11.9942 | 0 | 25 | 20109.3246 | 0 | 41914.5195 | 11650.1132 | 0 | 4645.9601
NY | INSIG | INDUSTRIAL | COHOCTON ELEM SCH & BUS GARAGE | NY0245739 | 001 | 1 | 0% | 0.0005 | 0.0005 | 0 | 0 | 24.9317 | 0 | 0 | 38.0695 | 0 | 0 | 11.4158 | 0 | 0 | 25 | 0 | 0 | 38.0695 | 0 | 0 | 11.4158 | 0 | 0 | 25 | 0 | 0 | 38.0695 | 0 | 0 | 11.4158
NY | INSIG | INDUSTRIAL | COOPER TOOLS CORTLAND OPERATION | NY0004006 | 001 | 1 | 0% | 0 | 0 |  |  |  | 0 | 0 | 0 | 0 | 0 | 0 |  |  |  | 0 | 0 | 0 | 0 | 0 | 0 |  |  |  | 0 | 0 | 0 | 0 | 0 | 0
NY | INSIG | INDUSTRIAL | CORNING GLASS REFRACTORIES | NY0003921 | 001 | 1 | 0% | 0 | 0 |  |  |  | 0 | 0 | 0 | 0 | 0 | 0 |  |  |  | 0 | 0 | 0 | 0 | 0 | 0 |  |  |  | 0 | 0 | 0 | 0 | 0 | 0
NY | INSIG | INDUSTRIAL | CORNING HOSPITAL | NY0246701 | 001 | 1 | 0% | 0.77494 | 0.77494 | 0 | 0 | 24.9317 | 0 | 0 | 59002.776 | 0 | 0 | 13128.5375 | 0 | 0 | 25 | 0 | 0 | 59002.776 | 0 | 0 | 13128.5375 | 0 | 0 | 25 | 0 | 0 | 59002.776 | 0 | 0 | 13128.5375
NY | INSIG | INDUSTRIAL | CORNING INC - SULLIVAN PARK | NY0003972 | 001 | 1 | 0% | 0.664 | 0.664 | 11.164 | 0.45491 | 24.9317 | 22638.3629 | 922.4536 | 50556.296 | 13144.522 | 343.1768 | 12639.95 | 11.1946 | 0.45615 | 25 | 22638.3629 | 922.4536 | 50556.296 | 13144.522 | 343.1768 | 12639.95 | 11.1946 | 0.45615 | 25 | 22638.3629 | 922.4536 | 50556.296 | 13144.522 | 343.1768 | 12639.95
NY | INSIG | INDUSTRIAL | CORNING INC- BIG FLATS PLANT | NY0084468 | 001 | 1 | 0% | 0.04 | 0.04 | 0 | 0 | 24.9317 | 0 | 0 | 3045.56 | 0 | 0 | 511.9839 | 0 | 0 | 25 | 0 | 0 | 3045.56 | 0 | 0 | 511.9839 | 0 | 0 | 25 | 0 | 0 | 3045.56 | 0 | 0 | 511.9839
NY | INSIG | INDUSTRIAL | CORNING INC CORPORATE HEADQUARTERS | NY0245526 | 001 | 1 | 0% | 0 | 0 |  |  |  | 0 | 0 | 0 | 0 | 0 | 0 |  |  |  | 0 | 0 | 0 | 0 | 0 | 0 |  |  |  | 0 | 0 | 0 | 0 | 0 | 0
NY | INSIG | INDUSTRIAL | CORNING INC- HOUGHTON PARK FACILITY | NY0003956 | 001 | 1 | 0% | 0 | 0 |  |  |  | 0 | 0 | 0 | 0 | 0 | 0 |  |  |  | 0 | 0 | 0 | 0 | 0 | 0 |  |  |  | 0 | 0 | 0 | 0 | 0 | 0
NY | INSIG | INDUSTRIAL | CORNING INC- W C DECKER BLDG | NY0106526 | 001 | 1 | 0% | 0 | 0 |  |  |  | 0 | 0 | 0 | 0 | 0 | 0 |  |  |  | 0 | 0 | 0 | 0 | 0 | 0 |  |  |  | 0 | 0 | 0 | 0 | 0 | 0
NY | INSIG | INDUSTRIAL | CORTLAND ASPHALT PRODUCTS | NY0244805 | 001 | 1 | 0% | 2.4192 | 2.4192 | 2.9904 | 0.011853 | 24.9317 | 27616.0752 | 109.4612 | 230244.336 | 14674.1839 | 36.2639 | 49525.2432 | 3.7482 | 0.014857 | 31.25 | 27616.0752 | 109.4612 | 230244.336 | 14674.1839 | 36.2639 | 49525.2432 | 3.7482 | 0.014857 | 31.25 | 27616.0752 | 109.4612 | 230244.336 | 14674.1839 | 36.2639 | 49525.2432
NY | INSIG | INDUSTRIAL | DOT SPRINGFIELD MAINTENANCE SUBHEADQTRS | NY0263141 | 001 | 1 | 0% | 0.0003 | 0.0003 | 11.164 | 6.9775 | 24.9317 | 10.2282 | 6.3926 | 22.8417 | 1.5926 | 2.1091 | 2.3841 | 11.1946 | 6.9966 | 25 | 10.2282 | 6.3926 | 22.8417 | 1.5926 | 2.1091 | 2.3841 | 11.1946 | 6.9966 | 25 | 10.2282 | 6.3926 | 22.8417 | 1.5926 | 2.1091 | 2.3841
NY | INSIG | INDUSTRIAL | DRESSER-RAND COMPANY | NY0021008 | 001 | 1 | 0% | 0.55588 | 0.55588 | 17.9422 | 0.99679 | 24.9317 | 30458.5036 | 1692.1391 | 42323.7666 | 20750.1554 | 808.8837 | 10886.2073 | 17.9914 | 0.99952 | 25 | 30458.5036 | 1692.1391 | 42323.7666 | 20750.1554 | 808.8837 | 10886.2073 | 17.9914 | 0.99952 | 25 | 30458.5036 | 1692.1391 | 42323.7666 | 20750.1554 | 808.8837 | 10886.2073
NY | INSIG | INDUSTRIAL | EATON ELECTRICAL INC | NY0246174 | 001 | 1 | 0% | 0.29749 | 0.29749 | 0 | 0 | 24.9317 | 0 | 0 | 22650.7434 | 0 | 0 | 2510.692 | 0 | 0 | 25 | 0 | 0 | 22650.7434 | 0 | 0 | 2510.692 | 0 | 0 | 25 | 0 | 0 | 22650.7434 | 0 | 0 | 2510.692
NY | INSIG | INDUSTRIAL | ELMIRA WATER BOARD FILTRATION PLANT | NY0246743 | 001 | 1 | 0% | 0.25 | 0.25 | 0 | 0 | 24.9317 | 0 | 0 | 19034.75 | 0 | 0 | 3199.8993 | 0 | 0 | 25 | 0 | 0 | 19034.75 | 0 | 0 | 3199.8993 | 0 | 0 | 25 | 0 | 0 | 19034.75 | 0 | 0 | 3199.8993
NY | INSIG | INDUSTRIAL | ENDICOTT INTERCONNECT TECH,INC | NY0003808 | 001 | 1 | 0% | 2.2995 | 2.2995 | 4.9839 | 0.11961 | 24.9317 | 34999.5398 | 839.989 | 175081.6305 | 21722.4111 | 415.4897 | 42456.8037 | 4.9976 | 0.11994 | 25 | 34999.5398 | 839.989 | 175081.6305 | 21722.4111 | 415.4897 | 42456.8037 | 4.9976 | 0.11994 | 25 | 34999.5398 | 839.989 | 175081.6305 | 21722.4111 | 415.4897 | 42456.8037
NY | INSIG | INDUSTRIAL | ERWIN MANUFACTURING COMPLEX | NY0107221 | 001 | 1 | 0% | 0.17741 | 0.17741 | 0 | 0 | 24.9317 | 0 | 0 | 13507.82 | 0 | 0 | 3377.1891 | 0 | 0 | 25 | 0 | 0 | 13507.82 | 0 | 0 | 3377.1891 | 0 | 0 | 25 | 0 | 0 | 13507.82 | 0 | 0 | 3377.1891
NY | INSIG | INDUSTRIAL | FALL BROOK PLANT | NY0003981 | 001 | 1 | 0% | 0.245 | 0.245 | 17.9422 | 0.096008 | 24.9317 | 13424.481 | 71.8335 | 18654.055 | 8957.3648 | 29.1387 | 4150.66 | 17.9914 | 0.096271 | 25 | 13424.481 | 71.8335 | 18654.055 | 8957.3648 | 29.1387 | 4150.66 | 17.9914 | 0.096271 | 25 | 13424.481 | 71.8335 | 18654.055 | 8957.3648 | 29.1387 | 4150.66
NY | INSIG | INDUSTRIAL | FENDICK'S CAMP GROUND | NY0245020 | 001 | 1 | 0% | 0.002 | 0.002 | 29.9037 | 2.9904 | 14.959 | 182.646 | 18.2646 | 91.3668 | 103.5031 | 6.5472 | 20.8902 | 29.9856 | 2.9986 | 15 | 182.646 | 18.2646 | 91.3668 | 103.5031 | 6.5472 | 20.8902 | 29.9856 | 2.9986 | 15 | 182.646 | 18.2646 | 91.3668 | 103.5031 | 6.5472 | 20.8902
NY | INSIG | INDUSTRIAL | GLENDALE TECHNOLOGY PARK | NY0003905 | 001 | 1 | 0% | 0.021 | 0.021 | 0 | 0.18441 | 24.9317 | 0 | 11.8263 | 1598.919 | 0 | 5.2768 | 310.6033 | 0 | 0.18491 | 25 | 0 | 11.8263 | 1598.919 | 0 | 5.2768 | 310.6033 | 0 | 0.18491 | 25 | 0 | 11.8263 | 1598.919 | 0 | 5.2768 | 310.6033
NY | INSIG | INDUSTRIAL | GREEK PEAK | NY0262498 | 001 | 1 | 0% | 0 | 0 |  |  |  | 0 | 0 | 0 | 0 | 0 | 0 |  |  |  | 0 | 0 | 0 | 0 | 0 | 0 |  |  |  | 0 | 0 | 0 | 0 | 0 | 0
NY | INSIG | INDUSTRIAL | GREENE TECHNOLOGIES, INC | NY0086479 | 001 | 1 | 0% | 0.001736 | 0.001736 | 7.0772 | 0.11961 | 24.9317 | 37.5204 | 0.63415 | 132.1773 | 21.1508 | 0.24748 | 25.2433 | 7.0966 | 0.11994 | 25 | 37.5204 | 0.63415 | 132.1773 | 21.1508 | 0.24748 | 25.2433 | 7.0966 | 0.11994 | 25 | 37.5204 | 0.63415 | 132.1773 | 21.1508 | 0.24748 | 25.2433
NY | INSIG | INDUSTRIAL | GRIFFIN BUILDING | NY0162957 | 001 | 1 | 0% | 0 | 0 |  |  |  | 0 | 0 | 0 | 0 | 0 | 0 |  |  |  | 0 | 0 | 0 | 0 | 0 | 0 |  |  |  | 0 | 0 | 0 | 0 | 0 | 0
NY | INSIG | INDUSTRIAL | HADCO CORP | NY0072231 | 001 | 1 | 0% | 0.5768 | 0.5768 | 12.4326 | 0.029883 | 24.9317 | 21900 | 52.6386 | 43916.9752 | 14627.7818 | 22.3643 | 9276.1497 | 12.4667 | 0.029965 | 25 | 21900 | 52.6386 | 43916.9752 | 14627.7818 | 22.3643 | 9276.1497 | 12.4667 | 0.029965 | 25 | 21900 | 52.6386 | 43916.9752 | 14627.7818 | 22.3643 | 9276.1497
NY | INSIG | INDUSTRIAL | HANSON - JORDANVILLE QUARRY | NY0257125 | 001 | 1 | 0% | 2.7854 | 2.7854 | 0 | 0 | 24.9317 | 0 | 0 | 265100.7702 | 0 | 0 | 5885.945 | 0 | 0 | 31.25 | 0 | 0 | 265100.7702 | 0 | 0 | 5885.945 | 0 | 0 | 31.25 | 0 | 0 | 265100.7702 | 0 | 0 | 5885.945
NY | INSIG | INDUSTRIAL | Hanson Aggregates BRD, Gravel Pit #2 - Bath | NY0099635 | 001 | 1 | 0% | 0 | 0 |  |  |  | 0 | 0 | 0 | 0 | 0 | 0 |  |  |  | 0 | 0 | 0 | 0 | 0 | 0 |  |  |  | 0 | 0 | 0 | 0 | 0 | 0
NY | INSIG | INDUSTRIAL | HARDINGE INC | NY0228133 | 001 | 1 | 0% | 0 | 0 |  |  |  | 0 | 0 | 0 | 0 | 0 | 0 |  |  |  | 0 | 0 | 0 | 0 | 0 | 0 |  |  |  | 0 | 0 | 0 | 0 | 0 | 0
NY | INSIG | INDUSTRIAL | HARFORD MILLS TERMINAL | NY0071111 | 001 | 1 | 0% | 0.0822 | 0.0822 | 29.9037 | 3.8937 | 24.9317 | 7506.7506 | 977.4514 | 6258.6258 | 3671.5997 | 271.4356 | 912.8577 | 29.9856 | 3.9044 | 25 | 7506.7506 | 977.4514 | 6258.6258 | 3671.5997 | 271.4356 | 912.8577 | 29.9856 | 3.9044 | 25 | 7506.7506 | 977.4514 | 6258.6258 | 3671.5997 | 271.4356 | 912.8577
NY | INSIG | INDUSTRIAL | HURON CAMPUS CENTRAL UTILITY PLT & FAC | NY0262706 | 001 | 1 | 0% | 0.047951 | 0.047951 | 7.0772 | 0.29505 | 24.9317 | 1036.3702 | 43.2064 | 3650.9412 | 706.9739 | 21.3715 | 885.343 | 7.0966 | 0.29586 | 25 | 1036.3702 | 43.2064 | 3650.9412 | 706.9739 | 21.3715 | 885.343 | 7.0966 | 0.29586 | 25 | 1036.3702 | 43.2064 | 3650.9412 | 706.9739 | 21.3715 | 885.343
NY | INSIG | INDUSTRIAL | IBM GW TRT @ LOCKHEED MARTIN | NY0244597 | 001 | 1 | 0% | 0.6471 | 0.6471 | 17.9422 | 0 | 24.9317 | 35457.068 | 0 | 49269.5469 | 23683.0253 | 0 | 10406.7207 | 17.9914 | 0 | 25 | 35457.068 | 0 | 49269.5469 | 23683.0253 | 0 | 10406.7207 | 17.9914 | 0 | 25 | 35457.068 | 0 | 49269.5469 | 23683.0253 | 0 | 10406.7207
NY | INSIG | INDUSTRIAL | INERGY MIDSTREAM LLC | NY0004278 | 001 | 1 | 0% | 0.07787 | 0.07787 | 17.9422 | 2.9904 | 24.9317 | 4266.7932 | 711.1322 | 5928.9439 | 2342.7623 | 285.7218 | 1777.8993 | 17.9914 | 2.9986 | 25 | 4266.7932 | 711.1322 | 5928.9439 | 2342.7623 | 285.7218 | 1777.8993 | 17.9914 | 2.9986 | 25 | 4266.7932 | 711.1322 | 5928.9439 | 2342.7623 | 285.7218 | 1777.8993
NY | INSIG | INDUSTRIAL | INTERTEK TESTING SERVICES NA | NY0108995 | 001 | 1 | 0% | 0 | 0 |  |  |  | 0 | 0 | 0 | 0 | 0 | 0 |  |  |  | 0 | 0 | 0 | 0 | 0 | 0 |  |  |  | 0 | 0 | 0 | 0 | 0 | 0
NY | INSIG | INDUSTRIAL | MADISON MARKETPLACE | NY0262021 | 001 | 1 | 0% | 0.004493 | 0.004493 | 1.6367 | 2.4023 | 14.959 | 22.4579 | 32.9619 | 205.2555 | 8.897 | 12.5067 | 44.0309 | 1.6412 | 2.4088 | 15 | 22.4579 | 32.9619 | 205.2555 | 8.897 | 12.5067 | 44.0309 | 1.6412 | 2.4088 | 15 | 22.4579 | 32.9619 | 205.2555 | 8.897 | 12.5067 | 44.0309
NY | INSIG | INDUSTRIAL | MIRABITO FUEL GROUP | NY0157490 | 001 | 1 | 0% | 0.005 | 0.005 | 0 | 0 | 24.9317 | 0 | 0 | 380.695 | 0 | 0 | 72.7053 | 0 | 0 | 25 | 0 | 0 | 380.695 | 0 | 0 | 72.7053 | 0 | 0 | 25 | 0 | 0 | 380.695 | 0 | 0 | 72.7053
NY | INSIG | INDUSTRIAL | MOHAWK VALLEY OIL - CORTLAND | NY0244139 | 001 | 1 | 0% | 0.001447 | 0.001447 | 17.9422 | 0 | 24.9317 | 79.2866 | 0 | 110.1731 | 45.1624 | 0 | 25.4388 | 17.9914 | 0 | 25 | 79.2866 | 0 | 110.1731 | 45.1624 | 0 | 25.4388 | 17.9914 | 0 | 25 | 79.2866 | 0 | 110.1731 | 45.1624 | 0 | 25.4388
NY | INSIG | INDUSTRIAL | MORRISVILLE STATE COLLEGE - AQUACULTURE CENTER | NY0213942 | 001 | 1 | 0% | 0.12878 | 0.12878 | 2.325 | 0.049839 | 24.9317 | 914.3848 | 19.601 | 9805.1804 | 436.6255 | 7.6743 | 2273.2042 | 2.3314 | 0.049976 | 25 | 914.3848 | 19.601 | 9805.1804 | 436.6255 | 7.6743 | 2273.2042 | 2.3314 | 0.049976 | 25 | 914.3848 | 19.601 | 9805.1804 | 436.6255 | 7.6743 | 2273.2042
NY | INSIG | INDUSTRIAL | MOTOR COMPONENTS, LLC | NY0004081 | 001 | 1 | 0% | 0.15508 | 0.15508 | 0.74759 | 0 | 24.9317 | 354.0501 | 0 | 11807.3316 | 209.9559 | 0 | 833.183 | 0.74964 | 0 | 25 | 354.0501 | 0 | 11807.3316 | 209.9559 | 0 | 833.183 | 0.74964 | 0 | 25 | 354.0501 | 0 | 11807.3316 | 209.9559 | 0 | 833.183
NY | INSIG | INDUSTRIAL | NATIONAL PIPE & PLASTICS, INC | NY0107409 | 001 | 1 | 0% | 0.020447 | 0.020447 | 0.31897 | 0.21929 | 24.9317 | 19.9177 | 13.6934 | 1556.8141 | 13.5871 | 6.7733 | 377.5231 | 0.31985 | 0.21989 | 25 | 19.9177 | 13.6934 | 1556.8141 | 13.5871 | 6.7733 | 377.5231 | 0.31985 | 0.21989 | 25 | 19.9177 | 13.6934 | 1556.8141 | 13.5871 | 6.7733 | 377.5231
NY | INSIG | INDUSTRIAL | NYS DOT HW MAINT SUBDIV | NY0080152 | 001 | 1 | 0% | 0.0009 | 0.0009 | 17.9422 | 2.9904 | 24.9317 | 49.3144 | 8.2191 | 68.5251 | 33.5959 | 3.9289 | 17.6255 | 17.9914 | 2.9986 | 25 | 49.3144 | 8.2191 | 68.5251 | 33.5959 | 3.9289 | 17.6255 | 17.9914 | 2.9986 | 25 | 49.3144 | 8.2191 | 68.5251 | 33.5959 | 3.9289 | 17.6255
NY | INSIG | INDUSTRIAL | NYS DOT MAINTENANCE SUBHEADQUARTERS | NY0262234 | 001 | 1 | 0% | 0.001 | 0.001 | 1.4453 | 0.29505 | 24.9317 | 4.4139 | 0.90105 | 76.139 | 2.3996 | 0.323 | 17.4085 | 1.4493 | 0.29586 | 25 | 4.4139 | 0.90105 | 76.139 | 2.3996 | 0.323 | 17.4085 | 1.4493 | 0.29586 | 25 | 4.4139 | 0.90105 | 76.139 | 2.3996 | 0.323 | 17.4085
NY | INSIG | INDUSTRIAL | NYS DOT RES ENGRS OFFICE | NY0205681 | 001 | 1 | 0% | 0.0006 | 0.0006 | 17.9422 | 2.9904 | 24.9317 | 32.8763 | 5.4794 | 45.6834 | 11.6903 | 1.5715 | 8.7638 | 17.9914 | 2.9986 | 25 | 32.8763 | 5.4794 | 45.6834 | 11.6903 | 1.5715 | 8.7638 | 17.9914 | 2.9986 | 25 | 32.8763 | 5.4794 | 45.6834 | 11.6903 | 1.5715 | 8.7638
NY | INSIG | INDUSTRIAL | NYSDOT REGION 9 MAINTENANANCE SUBHQ | NY0244937 | 001 | 1 | 0% | 0.0005 | 0.0005 | 17.9422 | 2.9904 | 24.9317 | 27.3969 | 4.5662 | 38.0695 | 12.7136 | 1.6351 | 8.0252 | 17.9914 | 2.9986 | 25 | 27.3969 | 4.5662 | 38.0695 | 12.7136 | 1.6351 | 8.0252 | 17.9914 | 2.9986 | 25 | 27.3969 | 4.5662 | 38.0695 | 12.7136 | 1.6351 | 8.0252
NY | INSIG | INDUSTRIAL | NYSEG (AFTON DISPOSAL SITE) | NY0108227 | 001 | 1 | 0% | 0.057146 | 0.057146 | 29.9037 | 6.9775 | 24.9317 | 5218.7442 | 1217.707 | 4351.0393 | 2339.1922 | 425.4149 | 805.3334 | 29.9856 | 6.9966 | 25 | 5218.7442 | 1217.707 | 4351.0393 | 2339.1922 | 425.4149 | 805.3334 | 29.9856 | 6.9966 | 25 | 5218.7442 | 1217.707 | 4351.0393 | 2339.1922 | 425.4149 | 805.3334
NY | INSIG | INDUSTRIAL | OSG NORWICH PHARMACEUTICALS | NY0004138 | 001 | 1 | 0% | 0.114 | 0.114 | 10.1573 | 1.0508 | 24.9317 | 3536.2092 | 365.8399 | 8679.846 | 1946.7676 | 148.9223 | 1989.728 | 10.1851 | 1.0537 | 25 | 3536.2092 | 365.8399 | 8679.846 | 1946.7676 | 148.9223 | 1989.728 | 10.1851 | 1.0537 | 25 | 3536.2092 | 365.8399 | 8679.846 | 1946.7676 | 148.9223 | 1989.728
NY | INSIG | INDUSTRIAL | PIT STOP TRAVEL CENTER | NY0262374 | 001 | 1 | 0% | 0.0009 | 0.0009 | 2.1929 | 0.36881 | 24.9317 | 6.0273 | 1.0137 | 68.5251 | 3.4332 | 0.42808 | 15.8224 | 2.1989 | 0.36982 | 25 | 6.0273 | 1.0137 | 68.5251 | 3.4332 | 0.42808 | 15.8224 | 2.1989 | 0.36982 | 25 | 6.0273 | 1.0137 | 68.5251 | 3.4332 | 0.42808 | 15.8224
NY | INSIG | INDUSTRIAL | POLKVILLE ASPHALT FACILITY | NY0245046 | 001 | 1 | 0% | 0.7868 | 0.7868 | 1.3058 | 0 | 24.9317 | 3137.5822 | 0 | 59906.2413 | 1813.7792 | 0 | 13832.2752 | 1.3094 | 0 | 25 | 3137.5822 | 0 | 59906.2413 | 1813.7792 | 0 | 13832.2752 | 1.3094 | 0 | 25 | 3137.5822 | 0 | 59906.2413 | 1813.7792 | 0 | 13832.2752
NY | INSIG | INDUSTRIAL | QUEST INTERNATIONAL | NY0004243 | 001 | 1 | 0% | 0.4208 | 0.4208 | 9.1705 | 3.4893 | 24.9317 | 11784.807 | 4484 | 32039.2912 | 6487.8176 | 1825.2994 | 7344.5398 | 9.1956 | 3.4988 | 25 | 11784.807 | 4484 | 32039.2912 | 6487.8176 | 1825.2994 | 7344.5398 | 9.1956 | 3.4988 | 25 | 11784.807 | 4484 | 32039.2912 | 6487.8176 | 1825.2994 | 7344.5398
NY | INSIG | INDUSTRIAL | REINHARDT OIL CORP | NY0034037 | 001 | 1 | 0% | 0.0005 | 0.0005 | 0 | 0 | 24.9317 | 0 | 0 | 38.0695 | 0 | 0 | 6.6418 | 0 | 0 | 25 | 0 | 0 | 38.0695 | 0 | 0 | 6.6418 | 0 | 0 | 25 | 0 | 0 | 38.0695 | 0 | 0 | 6.6418
NY | INSIG | INDUSTRIAL | RESIDENT ENGINEER HDQR | NY0160873 | 001 | 1 | 0% | 0.0002 | 0.0002 | 0 | 0 | 24.9317 | 0 | 0 | 15.2278 | 0 | 0 | 4.5663 | 0 | 0 | 25 | 0 | 0 | 15.2278 | 0 | 0 | 4.5663 | 0 | 0 | 25 | 0 | 0 | 15.2278 | 0 | 0 | 4.5663
NY | INSIG | INDUSTRIAL | RESIDENT ENGINEERS SUBHEADQUARTERS | NY0246441 | 001 | 1 | 0% | 0.0005 | 0.0005 | 0 | 0 | 24.9317 | 0 | 0 | 38.0695 | 0 | 0 | 12.1864 | 0 | 0 | 25 | 0 | 0 | 38.0695 | 0 | 0 | 12.1864 | 0 | 0 | 25 | 0 | 0 | 38.0695 | 0 | 0 | 12.1864
NY | INSIG | INDUSTRIAL | S & D PETROLEUM | NY0232050 | 001 | 1 | 0% | 0.0007 | 0.0007 | 0 | 0 | 24.9317 | 0 | 0 | 53.2973 | 0 | 0 | 7.2826 | 0 | 0 | 25 | 0 | 0 | 53.2973 | 0 | 0 | 7.2826 | 0 | 0 | 25 | 0 | 0 | 53.2973 | 0 | 0 | 7.2826
NY | INSIG | INDUSTRIAL | SHERBURNE METAL PRODUCTS, INC | NY0156345 | 001 | 1 | 0% | 0 | 0 |  |  |  | 0 | 0 | 0 | 0 | 0 | 0 |  |  |  | 0 | 0 | 0 | 0 | 0 | 0 |  |  |  | 0 | 0 | 0 | 0 | 0 | 0
NY | INSIG | INDUSTRIAL | SOUTH OTSELIC STATE FISH HATCH | NY0244431 | 001 | 1 | 0% | 2.49 | 2.49 | 3.9821 | 0.013991 | 14.959 | 30280.7586 | 106.3925 | 113751.666 | 11200.1709 | 23.1824 | 14402.1841 | 3.993 | 0.01403 | 15 | 30280.7586 | 106.3925 | 113751.666 | 11200.1709 | 23.1824 | 14402.1841 | 3.993 | 0.01403 | 15 | 30280.7586 | 106.3925 | 113751.666 | 11200.1709 | 23.1824 | 14402.1841
NY | INSIG | INDUSTRIAL | ST RTE 12 MAINTENANCE HEADQUARTERS | NY0262242 | 001 | 1 | 0% | 0.001 | 0.001 | 0 | 0 | 24.9317 | 0 | 0 | 76.139 | 0 | 0 | 14.5411 | 0 | 0 | 25 | 0 | 0 | 76.139 | 0 | 0 | 14.5411 | 0 | 0 | 25 | 0 | 0 | 76.139 | 0 | 0 | 14.5411
NY | INSIG | INDUSTRIAL | STEUBEN FOODS - PRATTSBURG DIV | NY0003883 | 001 | 1 | 0% | 0.1195 | 0.1195 | 36.3828 | 0.50874 | 24.9317 | 13277.6032 | 185.6597 | 9098.6105 | 5570.3221 | 74.5952 | 2728.3802 | 36.4825 | 0.51013 | 25 | 13277.6032 | 185.6597 | 9098.6105 | 5570.3221 | 74.5952 | 2728.3802 | 36.4825 | 0.51013 | 25 | 13277.6032 | 185.6597 | 9098.6105 | 5570.3221 | 74.5952 | 2728.3802
NY | INSIG | INDUSTRIAL | SYSTEMS INTEGRATION - OWEGO | NY0004057 | 001 | 1 | 0% | 0.2042 | 0.2042 | 17.9422 | 0.12958 | 24.9317 | 11188.894 | 80.8087 | 15547.5838 | 7473.4566 | 34.3328 | 3283.9629 | 17.9914 | 0.12994 | 25 | 11188.894 | 80.8087 | 15547.5838 | 7473.4566 | 34.3328 | 3283.9629 | 17.9914 | 0.12994 | 25 | 11188.894 | 80.8087 | 15547.5838 | 7473.4566 | 34.3328 | 3283.9629
NY | INSIG | INDUSTRIAL | TOWN OF MORRIS HWY GARAGE | NY0263044 | 001 | 1 | 0% | 0.0002 | 0.0002 | 0 | 0 | 24.9317 | 0 | 0 | 15.2278 | 0 | 0 | 3.0329 | 0 | 0 | 25 | 0 | 0 | 15.2278 | 0 | 0 | 3.0329 | 0 | 0 | 25 | 0 | 0 | 15.2278 | 0 | 0 | 3.0329
NY | INSIG | INDUSTRIAL | UNITED WATER OWEGO-NICHOLS | NY0262391 | 001 | 1 | 0% | 0.0007 | 0.0007 | 0 | 0 | 24.9317 | 0 | 0 | 53.2973 | 0 | 0 | 10.0024 | 0 | 0 | 25 | 0 | 0 | 53.2973 | 0 | 0 | 10.0024 | 0 | 0 | 25 | 0 | 0 | 53.2973 | 0 | 0 | 10.0024
NY | INSIG | INDUSTRIAL | VESTAL TERMINAL | NY0032620 | 001 | 1 | 0% | 0.0028 | 0.0028 | 1.4453 | 0 | 24.9317 | 12.359 | 0 | 213.1892 | 8.4309 | 0 | 51.6978 | 1.4493 | 0 | 25 | 12.359 | 0 | 213.1892 | 8.4309 | 0 | 51.6978 | 1.4493 | 0 | 25 | 12.359 | 0 | 213.1892 | 8.4309 | 0 | 51.6978
NY | INSIG | INDUSTRIAL | VESTAL TERMINAL #1 | NY0157252 | 001 | 1 | 0% | 0.026703 | 0.026703 | 0.14254 | 0 | 24.9317 | 11.624 | 0 | 2033.1397 | 7.9295 | 0 | 493.0307 | 0.14293 | 0 | 25 | 11.624 | 0 | 2033.1397 | 7.9295 | 0 | 493.0307 | 0.14293 | 0 | 25 | 11.624 | 0 | 2033.1397 | 7.9295 | 0 | 493.0307
NY | INSIG | INDUSTRIAL | WOODS CORNERS CHEMICAL PLANT | NY0004146 | 001 | 1 | 0% | 0.09308 | 0.09308 | 3.1798 | 0.21929 | 24.9317 | 903.87 | 62.3359 | 7087.0181 | 497.602 | 25.375 | 1624.5954 | 3.1885 | 0.21989 | 25 | 903.87 | 62.3359 | 7087.0181 | 497.602 | 25.375 | 1624.5954 | 3.1885 | 0.21989 | 25 | 903.87 | 62.3359 | 7087.0181 | 497.602 | 25.375 | 1624.5954
NY | INSIG | INDUSTRIAL | WORLD KITCHEN - PRESSWARE PLT | NY0246506 | 001 | 1 | 0% | 1.7729 | 1.7729 | 4.9839 | 0 | 24.9317 | 26984.2722 | 0 | 134986.0717 | 18005.0142 | 0 | 30035.3615 | 4.9976 | 0 | 25 | 26984.2722 | 0 | 134986.0717 | 18005.0142 | 0 | 30035.3615 | 4.9976 | 0 | 25 | 26984.2722 | 0 | 134986.0717 | 18005.0142 | 0 | 30035.3615
PA | SIG | MUNICIPAL | ABINGTON TWP SUPERVISORS | PA0061034 | 001 | 1.0111 | 1.112% | 0.22602 | 0.22854 | 15.2256 | 2.2134 | 8.641 | 9672.3832 | 1406.0883 | 5489.3924 | 4237.798 | 558.7287 | 1224.3602 | 13.1203 | 1.7499 | 8.641 | 9132 | 1218 | 6014.3312 | 4001.0379 | 483.9892 | 1341.4432 | 13.1203 | 1.7499 | 65.6346 | 9132 | 1218 | 45683.0248 | 4001.0379 | 483.9892 | 10189.1929
PA | SIG | MUNICIPAL | ADAMSTOWN BORO AUTH OF LANCAST | PA0021865 | 001 | 1.0194 | 1.941% | 0.32293 | 0.3292 | 19.9804 | 0.30488 | 6.083 | 18823.1975 | 287.218 | 5730.6859 | 9981.5307 | 161.3644 | 2363.1444 | 10.9307 | 0.30488 | 6.083 | 10959 | 305.6636 | 6098.7189 | 5811.3184 | 171.7275 | 2514.909 | 10.9307 | 1.4572 | 54.6783 | 10959 | 1461 | 54819.6297 | 5811.3184 | 820.817 | 22605.793
PA | SIG | MUNICIPAL | ALTOONA CITY AUTHORITY-EAST | PA0027014 | 001 | 1.0034 | 0.3367% | 4.5247 | 4.54 | 4.0234 | 0.89743 | 4.2849 | 50791.5743 | 11329.2963 | 54093.2342 | 31850.4541 | 5911.4896 | 5010.5853 | 4.0234 | 0.89743 | 4.2849 | 55630.4092 | 12408.6209 | 59246.6132 | 34884.7978 | 6474.6681 | 5487.936 | 10.5677 | 1.409 | 74.3396 | 146117 | 19482 | 1027876.5 | 91627.2605 | 10165.4717 | 95210.8509
PA | SIG | MUNICIPAL | ALTOONA CITY AUTHORITY-WEST | PA0027022 | 001 | 1.0034 | 0.3373% | 6.3449 | 6.3663 | 2.0903 | 0.41691 | 2.8489 | 37841.5703 | 7547.4609 | 51574.8481 | 26455.3927 | 4008.9117 | 4895.1366 | 2.0903 | 0.41691 | 2.8489 | 40529.3852 | 8083.5427 | 55238.1117 | 28334.4691 | 4293.6571 | 5242.8288 | 8.4781 | 1.1304 | 76.3394 | 164381 | 21918 | 1480142.16 | 114920.2815 | 11641.9718 | 140485.1068
PA | SIG | MUNICIPAL | ANNVILLE TOWNSHIP | PA0021806 | 001 | 1.0023 | 0.2276% | 0.62981 | 0.63125 | 11.4802 | 0.91548 | 6.7153 | 18433.4504 | 1469.9652 | 10782.6775 | 13947.3553 | 711.1648 | 3060.9432 | 7.1251 | 0.91548 | 6.7153 | 13698 | 1760.0075 | 12910.2332 | 10364.3577 | 851.4865 | 3664.9052 | 7.1251 | 0.94981 | 45.7191 | 13698 | 1826 | 87894.8616 | 10364.3577 | 883.4135 | 24951.2405
PA | SIG | MUNICIPAL | ANTRIM TOWNSHIP | PA0080519 | 001 | 1.0458 | 4.579% | 0.68258 | 0.71384 | 10.0963 | 0.73841 | 6.0685 | 20288.2547 | 1483.8081 | 12194.4139 | 20035.2212 | 1180.7138 | 8872.9229 | 10.0817 | 0.73841 | 6.0685 | 21918 | 1605.3222 | 13193.0559 | 21644.6404 | 1277.4065 | 9599.5568 | 10.0817 | 1.344 | 50.4311 | 21918 | 2922 | 109639.2596 | 21644.6404 | 2325.1293 | 79775.9292
PA | SIG | MUNICIPAL | ASHLAND MUNICIPAL AUTHORITY | PA0023558 | 001 | 1.5153 | 51.53% | 0.76638 | 1.1613 | 9.3699 | 0.34785 | 16.762 | 22397.9294 | 831.503 | 40068.1175 | 17776.6203 | 381.8222 | 12027.0288 | 6.7132 | 0.34785 | 16.762 | 23744 | 1230.3033 | 59285.3392 | 18844.9596 | 564.9494 | 17795.3577 | 6.7132 | 0.89513 | 33.5819 | 23744 | 3166 | 118775.8646 | 18844.9596 | 1453.8121 | 35652.305
PA | SIG | MUNICIPAL | BEDFORD BOROUGH MUNICIPAL AUTHORITY | PA0022209 | 001 | 1.0044 | 0.4422% | 0.73784 | 0.74111 | 13.8651 | 1.4587 | 12.3388 | 34220.8586 | 3600.208 | 30453.7301 | 17828.5655 | 776.7323 | 2517.4887 | 12.1382 | 1.4587 | 12.3388 | 27397 | 3292.3671 | 27849.7411 | 14273.4352 | 710.3167 | 2302.2273 | 12.1382 | 1.6185 | 72.8641 | 27397 | 3653 | 164460.24 | 14273.4352 | 788.122 | 13595.2738
PA | SIG | MUNICIPAL | BELLEFONTE BOROUGH | PA0020486 | 001 | 1.0181 | 1.809% | 2.0159 | 2.0524 | 4.9607 | 0.44777 | 7.3424 | 29842.1942 | 2693.6289 | 44169.6315 | 19308.6251 | 912.2214 | 3686.3237 | 4.9607 | 0.44777 | 7.3424 | 31007.8967 | 2798.8481 | 45894.9956 | 20062.863 | 947.8548 | 3830.3197 | 9.4089 | 1.2546 | 47.0667 | 58812 | 7842 | 294198.6799 | 38052.7938 | 2655.7632 | 24553.3303
PA | SIG | MUNICIPAL | BERWICK MUNICIPAL AUTHORITY | PA0023248 | 001 | 1.0112 | 1.116% | 1.4206 | 1.4365 | 10.5413 | 1.9486 | 13.186 | 42177.6291 | 7796.905 | 52759.8363 | 34203.0382 | 3875.6803 | 17081.5842 | 10.5413 | 1.9486 | 13.186 | 46117.1127 | 8525.1532 | 57687.7213 | 37397.6774 | 4237.6774 | 18677.0419 | 21.0743 | 2.0373 | 76.4364 | 92198 | 8913 | 334402.488 | 74765.9786 | 4430.4681 | 108266.5276
PA | SIG | MUNICIPAL | BLOOMSBURG MUNICIPAL AUTHORITY | PA0027171 | 001 | 1.0139 | 1.386% | 2.0197 | 2.0477 | 6.8296 | 0.7086 | 14.1612 | 37676.2789 | 3909.0212 | 78121.5803 | 30330.1322 | 1895.0379 | 22991.5068 | 6.8296 | 0.7086 | 14.1612 | 42593.1667 | 4419.1624 | 88316.7232 | 34288.3218 | 2142.3471 | 25991.9799 | 12.6441 | 1.6751 | 62.8493 | 78855 | 10447 | 391960.353 | 63479.798 | 5064.5571 | 115355.5661
PA | SIG | MUNICIPAL | BLOSSBURG | PA0020036 | 001 | 1.0084 | 0.8445% | 0.3212 | 0.32391 | 12.8011 | 1.2278 | 12.6268 | 15415.1587 | 1478.5176 | 15205.338 | 8058.1909 | 520.6501 | 843.2548 | 7.4061 | 0.98734 | 5.5571 | 7306 | 974 | 5482.008 | 3819.172 | 342.9876 | 304.0202 | 7.4061 | 0.98734 | 5.5571 | 7306 | 974 | 5482.008 | 3819.172 | 342.9876 | 304.0202
PA | SIG | MUNICIPAL | BONNEAUVILLE BORO | PA0028592 | 001 | 1.0154 | 1.545% | 0.32095 | 0.3259 | 5.1238 | 0.326 | 3.5211 | 4660.6234 | 296.5271 | 3202.811 | 2643.4631 | 211.3691 | 1590.101 | 5.1238 | 0.326 | 3.5211 | 5085.6819 | 323.571 | 3494.914 | 2884.5525 | 230.6464 | 1735.1215 | 9.814 | 1.2271 | 30.4691 | 9741 | 1218 | 30242.4108 | 5525.0065 | 868.2092 | 15014.4628
PA | SIG | MUNICIPAL | BROWN TOWNSHIP MUNICIPAL AUTHORITY | PA0028088 | 001 | 1.0117 | 1.169% | 0.35165 | 0.35576 | 3.5995 | 1.7128 | 4.8783 | 3559.599 | 1693.7918 | 4824.2588 | 2969.2845 | 700.9546 | 1292.1121 | 3.5995 | 1.3484 | 4.8783 | 3899.9727 | 1461 | 5285.5611 | 3253.2115 | 604.6166 | 1415.6656 | 10.1146 | 1.3484 | 50.5957 | 10959 | 1461 | 54819.6297 | 9141.5884 | 604.6166 | 14682.6919
PA | SIG | MUNICIPAL | BURNHAM BOROUGH | PA0038920 | 001 | 1.0054 | 0.5443% | 0.34901 | 0.35091 | 9.7505 | 1.4351 | 10.5644 | 9543.581 | 1404.6398 | 10340.2553 | 7960.8987 | 581.2927 | 2769.4967 | 9.7505 | 1.4351 | 10.5644 | 10420.505 | 1533.7069 | 11290.3827 | 8692.396 | 634.7055 | 3023.9754 | 10.9374 | 1.4588 | 54.7145 | 11689 | 1559 | 58474.2718 | 9750.5271 | 645.1727 | 15661.538
PA | SIG | MUNICIPAL | CAERNARVON TWP STP | PA0070424 | 001 | 1.031 | 3.099% | 0.27956 | 0.28823 | 5.9079 | 0.48917 | 2.1115 | 5185.8664 | 429.3875 | 1853.4757 | 3243.4776 | 229.215 | 718.1508 | 5.9079 | 0.48917 | 2.1115 | 5186.0291 | 429.401 | 1853.5338 | 3243.5793 | 229.2222 | 718.1733 | 14.5646 | 1.9423 | 72.8587 | 12785 | 1705 | 63956.2347 | 7996.3227 | 910.1605 | 24780.5902
PA | SIG | MUNICIPAL | CAN-DO INC | PA0060046 | 001 | 1.0463 | 4.634% | 0.32177 | 0.33668 | 17.012 | 1.7138 | 5.3356 | 15306.6354 | 1541.9681 | 4800.7621 | 9747.016 | 722.6814 | 1172.8401 | 17.012 | 1.7138 | 5.3356 | 17443.6975 | 1757.2526 | 5471.0288 | 11107.8623 | 823.5798 | 1336.5882 | 17.813 | 2.3747 | 89.1049 | 18265 | 2435 | 91366.0496 | 11630.8544 | 1141.2229 | 22320.9902
PA | SIG | MUNICIPAL | CARLISLE BOROUGH | PA0026077 | 001 | 1.0148 | 1.477% | 3.3826 | 3.4326 | 4.713 | 0.15593 | 2.5034 | 49405.5646 | 1634.5727 | 26242.6318 | 36965.2454 | 723.0046 | 6905.5085 | 4.713 | 0.15593 | 2.5034 | 49270.4373 | 1630.102 | 26170.8566 | 36864.1431 | 721.0271 | 6886.6216 | 12.8444 | 1.6306 | 61.178 | 134277 | 17047 | 639562.3475 | 100466.0566 | 7540.2335 | 168294.9824
PA | SIG | MUNICIPAL | CHAMBERSBURG BOROUGH | PA0026051 | 001 | 1.0024 | 0.2356% | 6.5485 | 6.5639 | 14.5739 | 1.9064 | 4.8735 | 279135.3782 | 36513.6694 | 93343.4686 | 278580.9565 | 26831.4393 | 53727.293 | 6.2128 | 0.82838 | 4.8735 | 124199 | 16560 | 97425.6814 | 123952.3146 | 12168.83 | 56076.9619 | 6.2128 | 0.82838 | 77.6979 | 124199 | 16560 | 1553235.6 | 123952.3146 | 12168.83 | 894022.3189
PA | SIG | MUNICIPAL | CHESTNUT RIDGE AREA JMA | PA0087661 | 001 | 1.022 | 2.204% | 0.53517 | 0.54696 | 4.1703 | 1.7713 | 2.7965 | 7022.4831 | 2982.7931 | 4709.1283 | 3802.9269 | 669.3977 | 436.0763 | 4.1703 | 1.0307 | 2.7965 | 6946.8691 | 1717 | 4658.4231 | 3761.9792 | 385.3287 | 431.3809 | 13.7333 | 1.0307 | 38.6683 | 22877 | 1717 | 64413.594 | 12388.7174 | 385.3287 | 5964.8497
PA | SIG | MUNICIPAL | CLARKS SUMMIT-SOUTH ABINGTON JOINT AUTHORITY | PA0028576 | 001 | 1.0116 | 1.165% | 2.1796 | 2.2049 | 6.3852 | 1.4009 | 8.308 | 52981.795 | 11624.4478 | 68936.4592 | 25776.2147 | 4462.5526 | 13354.3915 | 6.3852 | 1.2375 | 8.308 | 42878.513 | 8310 | 55790.727 | 20860.859 | 3190.1569 | 10807.7963 | 9.9002 | 1.2375 | 37.1437 | 66483 | 8310 | 249430.8237 | 32344.6965 | 3190.1569 | 48319.8137
PA | SIG | MUNICIPAL | CLEARFIELD | PA0026310 | 001 | 1.0036 | 0.358% | 2.1661 | 2.1738 | 13.9175 | 1.5565 | 9.0657 | 79725.061 | 8916.3028 | 51931.7043 | 50188.4128 | 3439.2619 | 11591.4576 | 12.4145 | 1.5565 | 9.0657 | 82191 | 10305.0145 | 60020.0532 | 51740.7675 | 3974.926 | 13396.824 | 12.4145 | 1.6553 | 62.1014 | 82191 | 10959 | 411147.2234 | 51740.7675 | 4227.1861 | 91770.4449
PA | SIG | MUNICIPAL | COLUMBIA | PA0026123 | 001 | 1.0108 | 1.08% | 0.75527 | 0.76343 | 15.7284 | 0.54906 | 9.1291 | 35423.6017 | 1236.5949 | 20560.5589 | 29990.1732 | 611.7194 | 6931.0188 | 15.711 | 0.54906 | 9.1291 | 36529 | 1276.5942 | 21225.6169 | 30926.0206 | 631.5063 | 7155.2116 | 15.711 | 2.095 | 78.5925 | 36529 | 4871 | 182732.0993 | 30926.0206 | 2409.5889 | 61599.4739
PA | SIG | MUNICIPAL | CONEWAGO TWP SEW AUTH | PA0084425 | 001 | 1.0087 | 0.8681% | 0.33282 | 0.33571 | 6.7559 | 0.27591 | 6.9058 | 7198.2179 | 293.973 | 7357.9808 | 4443.5326 | 54.3703 | 407.8902 | 6.7559 | 0.27591 | 6.9058 | 6907.3821 | 282.0953 | 7060.6899 | 4263.9967 | 52.1736 | 391.4099 | 8.9317 | 1.1913 | 44.6811 | 9132 | 1218 | 45683.0248 | 5637.2758 | 225.2692 | 2532.4421
PA | SIG | MUNICIPAL | CUMBERLAND TWP AUTH (NORTH PLANT) | PA0024139 | 001 | 1.0181 | 1.813% | 0.22269 | 0.22672 | 6.5435 | 0.45261 | 2.7371 | 4505.1299 | 311.6217 | 1884.5007 | 2533.5214 | 222.1287 | 935.5989 | 6.5435 | 0.45261 | 2.7371 | 4518.2707 | 312.5307 | 1889.9976 | 2540.9113 | 222.7767 | 938.3279 | 13.2252 | 1.7639 | 66.1593 | 9132 | 1218 | 45683.0248 | 5135.5051 | 868.2092 | 22680.2712
PA | SIG | MUNICIPAL | CUMBERLAND TWP MUN AUTH | PA0024147 | 001 | 1.0182 | 1.82% | 0.27592 | 0.28094 | 5.9825 | 1.8271 | 2.458 | 5035.9339 | 1538.021 | 2069.0875 | 3430.5388 | 1096.325 | 1027.2408 | 5.9825 | 1.8271 | 2.458 | 5118.7864 | 1563.3249 | 2103.1287 | 3486.9789 | 1114.3621 | 1044.1412 | 13.8753 | 1.8501 | 23.1364 | 11872 | 1583 | 19795.9774 | 8087.3493 | 1128.3868 | 9828.1175
PA | SIG | MUNICIPAL | CURWENSVILLE MUNICIPAL AUTHORITY | PA0024759 | 001 | 1.0101 | 1.01% | 0.52111 | 0.52638 | 5.1832 | 0.34164 | 5.1459 | 11223.6587 | 739.7785 | 11142.9197 | 7065.5025 | 285.3528 | 2487.1643 | 5.1832 | 0.34164 | 5.1459 | 8309.3084 | 547.6866 | 8249.5342 | 5230.8646 | 211.2577 | 1841.3439 | 8.5446 | 1.139 | 42.7445 | 13698 | 1826 | 68524.5373 | 8623.1465 | 704.3381 | 15295.0742
PA | SIG | MUNICIPAL | DALLAS SCI | PA0030139 | 001 | 1.0463 | 4.634% | 0.52492 | 0.54925 | 2.0226 | 0.39638 | 5.1163 | 2230.1207 | 437.0504 | 5641.1615 | 1574.2852 | 180.3568 | 1224.1709 | 2.0226 | 0.39638 | 5.1163 | 3383.3725 | 663.0602 | 8558.3485 | 2388.3878 | 273.6238 | 1857.2206 | 5.8233 | 0.72813 | 24.5788 | 9741 | 1218 | 41114.7223 | 6876.3595 | 502.6297 | 8922.1782
PA | SIG | MUNICIPAL | DANVILLE MUNICIPAL AUTHORITY | PA0023531 | 001 | 1.0105 | 1.055% | 1.6895 | 1.7074 | 7.6461 | 0.85925 | 4.7234 | 36264.3995 | 4075.2804 | 22402.2666 | 29084.8356 | 1875.9923 | 6548.3899 | 7.6461 | 0.85925 | 4.7234 | 39758.7083 | 4467.96 | 24560.8695 | 31887.3472 | 2056.7563 | 7179.3695 | 12.7153 | 1.6954 | 63.6071 | 66118 | 8816 | 330747.816 | 53028.0713 | 4058.3093 | 96680.6481
PA | SIG | MUNICIPAL | DCNR-BALD EAGLE STATE PARK | PA0032492 | 001 | 1.0256 | 2.561% | 0.21336 | 0.21883 | 12.011 | 1.4697 | 4.6963 | 7425.7525 | 908.6237 | 2903.4333 | 5107.6434 | 311.1807 | 719.02 | 12.011 | 1.4697 | 4.6963 | 8004.7806 | 979.4742 | 3129.8305 | 5505.9153 | 335.4452 | 775.0861 | 12.3325 | 1.6445 | 61.6919 | 8219 | 1096 | 41114.7223 | 5653.2615 | 375.3524 | 10181.8449
PA | SIG | MUNICIPAL | DEFENSE DISTRIBUTION DEPOT SUSQUEHANNA | PA0038385 | 001 | 1.0648 | 6.482% | 0.065415 | 0.069655 | 31.1812 | 1.2991 | 6.0248 | 3586.9594 | 149.4413 | 693.0722 | 2959.2781 | 69.811 | 204.3572 | 31.1812 | 1.2991 | 6.0248 | 6614.6958 | 275.5841 | 1278.0915 | 5457.1917 | 128.7381 | 376.8542 | 43.0476 | 5.7416 | 215.3465 | 9132 | 1218 | 45683.0248 | 7533.9933 | 568.9843 | 13469.9594
PA | SIG | MUNICIPAL | DERRY TOWNSHIP MUNICIPAL AUTHORITY | PA0026484 | 001 | 1.0137 | 1.369% | 3.7714 | 3.823 | 3.5223 | 0.73534 | 3.4896 | 40033.0661 | 8357.6109 | 39662.2111 | 32357.6977 | 3940.7329 | 10015.7117 | 3.5223 | 0.73534 | 3.4896 | 41010.3398 | 8561.6341 | 40630.4317 | 33147.603 | 4036.9327 | 10260.2119 | 7.8731 | 1.05 | 47.7898 | 91668 | 12225 | 556423.812 | 74092.8869 | 5764.2621 | 140511.0891
PA | SIG | MUNICIPAL | DERRY TWP MUN AUTH - SOUTHWEST | PA0082392 | 001 | 1.0388 | 3.877% | 0.29154 | 0.30284 | 21.7846 | 0.88768 | 4.4966 | 20012.3347 | 815.4686 | 4130.7473 | 16175.4555 | 384.5051 | 1043.1182 | 11.882 | 0.88768 | 4.4966 | 10959 | 818.7304 | 4147.2698 | 8857.8779 | 386.0431 | 1047.2905 | 11.882 | 1.584 | 59.4365 | 10959 | 1461 | 54819.6297 | 8857.8779 | 688.8824 | 13843.3434
PA | SIG | MUNICIPAL | DILLSBURG BOROUGH AUTHORITY | PA0024431 | 001 | 1.0127 | 1.268% | 0.85246 | 0.86327 | 4.8569 | 0.71337 | 5.507 | 12612.4816 | 1852.4746 | 14300.6856 | 8011.5135 | 753.988 | 3583.2002 | 4.8569 | 0.71337 | 5.507 | 12769.4824 | 1875.5343 | 14478.7013 | 8111.2412 | 763.3736 | 3627.804 | 11.9222 | 1.4172 | 79.929 | 31345 | 3726 | 210143.64 | 19910.506 | 1516.5439 | 52653.89
PA | SIG | MUNICIPAL | DOVER BORO | PA0021644 | 001 | 1.0089 | 0.8926% | 0.26857 | 0.27096 | 3.8811 | 0.48575 | 2.6819 | 2970.248 | 371.7517 | 2052.5114 | 1522.0823 | 68.7555 | 113.7811 | 3.8811 | 0.48575 | 2.6819 | 3202.7837 | 400.8555 | 2213.199 | 1641.2436 | 74.1383 | 122.6889 | 8.8533 | 1.1803 | 44.2862 | 7306 | 974 | 36546.4199 | 3743.9075 | 180.1414 | 2025.9536
PA | SIG | MUNICIPAL | DOVER TOWNSHIP SEWER AUTHORITY | PA0020826 | 001 | 1.0091 | 0.9121% | 4.5299 | 4.5712 | 4.7995 | 0.85793 | 3.5218 | 64754.9105 | 11575.199 | 47516.9773 | 35158.8202 | 2140.834 | 2634.1074 | 4.7995 | 0.85793 | 3.5218 | 66818.2635 | 11944.0316 | 49031.0601 | 36279.1222 | 2209.0497 | 2718.0407 | 10.4954 | 1.3994 | 52.5017 | 146117 | 19482 | 730928.3972 | 79334.5445 | 3603.1976 | 40519.0729
PA | SIG | MUNICIPAL | DUNCANNON BORO | PA0021245 | 001 | 1.0134 | 1.338% | 0.44775 | 0.45374 | 7.0767 | 1.7614 | 11.3953 | 7983.9 | 1987.2423 | 12856.018 | 6138.0143 | 791.778 | 3181.1824 | 7.0767 | 1.304 | 11.3953 | 9779.3889 | 1802 | 15747.1911 | 7518.3844 | 717.9718 | 3896.5944 | 9.7807 | 1.304 | 48.9259 | 13516 | 1802 | 67610.8768 | 10391.0872 | 717.9718 | 16730.1051
PA | SIG | MUNICIPAL | DUNCANSVILLE | PA0032883 | 001 | 1.0033 | 0.3304% | 0.69941 | 0.70172 | 3.8374 | 1.0077 | 4.8222 | 7182.8535 | 1886.2132 | 9026.2388 | 5062.6687 | 1001.8816 | 856.7097 | 3.8374 | 1.0077 | 4.8222 | 8201.1038 | 2153.6052 | 10305.8096 | 5780.3589 | 1143.9096 | 978.1579 | 10.4008 | 1.3864 | 52.0286 | 22228 | 2963 | 111192.4824 | 15666.8934 | 1573.828 | 10553.6402
PA | SIG | MUNICIPAL | EAST PENNSBORO SOUTH TREATMENT PLANT | PA0038415 | 001 | 1.0148 | 1.478% | 2.7162 | 2.7563 | 6.2591 | 0.68576 | 1.4482 | 48251.0946 | 5286.4396 | 11164.302 | 40105.8321 | 2609.0119 | 3276.6753 | 6.2591 | 0.68576 | 1.4482 | 52541.9594 | 5756.5511 | 12157.119 | 43672.3564 | 2841.0256 | 3568.0629 | 8.6016 | 1.1423 | 40.2712 | 72206 | 9589 | 338054.3837 | 60016.9122 | 4732.4507 | 99217.5282
PA | SIG | MUNICIPAL | EASTERN SNYDER COUNTY REGIONAL AUTH | PA0110582 | 001 | 1.0116 | 1.164% | 1.5561 | 1.5742 | 6.399 | 0.75685 | 6.2834 | 27826.1288 | 3291.1584 | 27323.2707 | 23142.4865 | 1700.3068 | 7225.219 | 6.399 | 0.75685 | 6.2834 | 30679.51 | 3628.6444 | 30125.0872 | 25515.5918 | 1874.6618 | 7966.1163 | 10.6668 | 1.4223 | 38.1138 | 51141 | 6819 | 182733.6 | 42533.0418 | 3522.891 | 48321.0919
PA | SIG | MUNICIPAL | EASTERN YORK COUNTY SEWER AUTH | PA0081591 | 001 | 1.0093 | 0.9296% | 0.21192 | 0.21389 | 5.8598 | 1.025 | 1.6501 | 3823.4514 | 668.8224 | 1076.6357 | 2715.8659 | 258.2493 | 355.9003 | 5.8598 | 1.025 | 1.6501 | 3817.2137 | 667.7312 | 1074.8792 | 2711.4351 | 257.828 | 355.3196 | 14.0186 | 1.8698 | 70.1288 | 9132 | 1218 | 45683.4 | 6486.6228 | 470.3007 | 15101.4252
PA | SIG | MUNICIPAL | ELIZABETHTOWN BOROUGH | PA0023108 | 001 | 1.0365 | 3.653% | 2.4511 | 2.5406 | 3.1084 | 0.3875 | 3.2248 | 22065.0962 | 2750.7016 | 22891.3334 | 18447.2121 | 1339.8506 | 6629.2038 | 3.1084 | 0.3875 | 3.2248 | 24051.0467 | 2998.2762 | 24951.6487 | 20107.5379 | 1460.4427 | 7225.8597 | 14.1518 | 1.769 | 53.1372 | 109500 | 13688 | 411150.6 | 91545.9285 | 6667.3444 | 119066.9435
PA | SIG | MUNICIPAL | ELIZABETHVILLE AREA AUTH | PA0037737 | 001 | 1.1295 | 12.95% | 0.19014 | 0.21477 | 4.6041 | 1.7931 | 5.3966 | 2419.926 | 942.446 | 2836.476 | 1943.0521 | 427.616 | 828.8742 | 4.6041 | 1.4891 | 5.3966 | 3011.4663 | 974 | 3529.8402 | 2418.0226 | 441.933 | 1031.4889 | 11.4374 | 1.4891 | 55.875 | 7481 | 974 | 36546.72 | 6006.7839 | 441.933 | 10679.6723
PA | SIG | MUNICIPAL | ELKLAND MUNICIPAL AUTHORITY | PA0113298 | 001 | 1.0534 | 5.342% | 0.36694 | 0.38654 | 6.0149 | 0.50942 | 5.0504 | 6628.019 | 561.3503 | 5565.1743 | 2929.2774 | 179.4118 | 406.7279 | 6.0149 | 0.50942 | 5.0504 | 7080.9797 | 599.7131 | 5945.4999 | 3129.465 | 191.6729 | 434.5238 | 8.7297 | 1.0915 | 54.3275 | 10277 | 1285 | 63956.76 | 4541.9579 | 410.6958 | 4674.2472
PA | SIG | MUNICIPAL | EMPORIUM BOROUGH (MID-CAMERON AUTHORITY) | PA0028631 | 001 | 0.98139 | -1.861% | 0.57836 | 0.5676 | 3.69 | 0.85116 | 7.413 | 6855.4405 | 1581.3152 | 13772.1308 | 2739.7823 | 435.6271 | 2321.1338 | 3.69 | 0.85116 | 7.413 | 6378.7892 | 1471.3681 | 12814.5696 | 2549.2883 | 405.3384 | 2159.7479 | 9.892 | 1.2379 | 27.7482 | 17100 | 2140 | 47967.57 | 6834.0289 | 589.5359 | 8084.3807
PA | SIG | MUNICIPAL | EPHRATA BORO AUTH #2 | PA0087181 | 001 | 1.0784 | 7.837% | 1.1036 | 1.1901 | 8.7581 | 1.2174 | 2.396 | 29064.545 | 4040.1631 | 7951.313 | 18255.3688 | 2227.3705 | 2983.7294 | 8.7581 | 1.2174 | 2.396 | 31744.6265 | 4412.7121 | 8684.5145 | 19938.7213 | 2432.7594 | 3258.8631 | 15.0499 | 1.881 | 88.2257 | 54550 | 6818 | 319783.8 | 34262.72 | 3758.8116 | 119998.8374
PA | SIG | MUNICIPAL | EPHRATA BOROUGH WWTP | PA0027405 | 001 | 1.0195 | 1.945% | 2.0651 | 2.1052 | 10.1044 | 0.54054 | 5.1476 | 62758.725 | 3357.2751 | 31971.8542 | 39470.7929 | 1873.3304 | 12365.7789 | 10.1044 | 0.54054 | 5.1476 | 64785.5366 | 3465.6993 | 33004.3946 | 40745.5138 | 1933.8302 | 12765.1354 | 12.3291 | 1.5411 | 54.1505 | 79049 | 9881 | 347190.9886 | 49716.2221 | 5513.5124 | 134283.3291
PA | SIG | MUNICIPAL | EVERETT BORO AREA MA | PA0037711 | 001 | 1.0061 | 0.6078% | 0.33232 | 0.33434 | 13.6116 | 0.97662 | 2.1399 | 10222.6525 | 733.4698 | 1607.0921 | 6139.5567 | 167.418 | 143.1192 | 13.6116 | 0.97662 | 2.1399 | 13859.856 | 994.4372 | 2178.8929 | 8324.0012 | 226.9851 | 194.0407 | 15.6053 | 2.081 | 78.0644 | 15890 | 2119 | 79488.4632 | 9543.2722 | 483.672 | 7078.8235
PA | SIG | MUNICIPAL | FAIRVIEW TOWNSHIP | PA0081868 | 001 | 1.0145 | 1.454% | 0.34503 | 0.35005 | 19.6958 | 0.6073 | 5.0753 | 18648.4203 | 575.0019 | 4805.3764 | 14759.4467 | 291.0579 | 1385.9186 | 12.5063 | 0.6073 | 5.0753 | 13333 | 647.4377 | 5410.7328 | 10552.5133 | 327.7239 | 1560.5095 | 12.5063 | 1.6678 | 103.3566 | 13333 | 1778 | 110188.3608 | 10552.5133 | 899.9986 | 31779.4255
PA | SIG | MUNICIPAL | FAIRVIEW TOWNSHIP | PA0082589 | 001 | 1.0648 | 6.482% | 0.48659 | 0.51813 | 7.2531 | 0.13126 | 5.0678 | 10853.1023 | 196.4143 | 7583.0748 | 7383.5994 | 80.5425 | 2181.9282 | 5.787 | 0.13126 | 5.0678 | 9132 | 207.135 | 7996.9715 | 6212.6964 | 84.9387 | 2301.0214 | 5.787 | 0.77186 | 54.4261 | 9132 | 1218 | 85884.792 | 6212.6964 | 499.4585 | 24712.1984
PA | SIG | MUNICIPAL | FRACKVILLE AREA MA | PA0062219 | 001 | 1.0135 | 1.351% | 0.92798 | 0.94051 | 2.4565 | 0.52423 | 2.3348 | 6665.6266 | 1422.4716 | 6335.3489 | 4608.9992 | 653.1922 | 1901.6472 | 2.4565 | 0.52423 | 2.3348 | 7036.3734 | 1501.5905 | 6687.7255 | 4865.3551 | 689.5232 | 2007.4182 | 8.9269 | 1.1901 | 44.6561 | 25570 | 3409 | 127912.4695 | 17680.5751 | 1565.3965 | 38394.79
PA | SIG | MUNICIPAL | FRANKLIN COUNTY AUTHORITY-GREENCASTLE | PA0020834 | 001 | 1.0466 | 4.663% | 0.40241 | 0.42117 | 10.6343 | 1.756 | 4.0816 | 11143.9881 | 1840.1557 | 4277.2153 | 10829.2459 | 1352.2066 | 2461.9098 | 10.6343 | 1.756 | 4.0816 | 13640.6481 | 2252.4178 | 5235.4677 | 13255.3921 | 1655.1503 | 3013.4675 | 13.5269 | 1.804 | 67.6683 | 17351 | 2314 | 86798.46 | 16860.9517 | 1700.4029 | 49960.0708
PA | SIG | MUNICIPAL | FRANKLIN COUNTY GENERAL AUTH (SOUTH PATROL RD) | PA0030597 | 001 | 1.0466 | 4.663% | 0.1225 | 0.12821 | 14.035 | 0.24885 | 6.4848 | 5792.8189 | 102.7104 | 2676.5635 | 3622.3672 | 35.6906 | 403.0149 | 14.035 | 0.24885 | 6.4848 | 5480.3083 | 97.1694 | 2532.1684 | 3426.9479 | 33.7652 | 381.2731 | 23.3869 | 3.1193 | 58.4972 | 9132 | 1218 | 22841.7 | 5710.4248 | 423.2401 | 3439.3149
PA | SIG | MUNICIPAL | Fredericksburg Water & Sewer Authority | PA0261670 | 001 | 1.026 | 2.596% | 0.10842 | 0.11123 | 4.2828 | 0.75524 | 4.1095 | 2188.7414 | 385.9627 | 2100.1714 | 1621.8019 | 180.2422 | 562.0548 | 4.2828 | 0.75524 | 4.1095 | 1450.8825 | 255.8486 | 1392.1709 | 1075.0672 | 119.4797 | 372.5774 | 21.5665 | 2.8751 | 116.7819 | 7306 | 974 | 39561.8244 | 5413.5607 | 454.852 | 10587.6664
PA | SIG | MUNICIPAL | FREEDOM TOWNSHIP WATER&SEWER AUTHORITY | PA0110361 | 001 | 1.0032 | 0.3176% | 0.45255 | 0.45398 | 8.1849 | 1.8158 | 4.3966 | 11564.3517 | 2565.491 | 6211.9878 | 8821.8647 | 1362.687 | 589.6 | 7.9262 | 1.0567 | 4.3966 | 10959 | 1461 | 6078.9688 | 8360.0722 | 776.0252 | 576.9747 | 7.9262 | 1.0567 | 39.6486 | 10959 | 1461 | 54819.6297 | 8360.0722 | 776.0252 | 5203.1094
PA | SIG | MUNICIPAL | FT INDIANTOWN GAP | PA0028142 | 001 | 1.026 | 2.596% | 0.66842 | 0.68577 | 3.0435 | 0.096367 | 1.1297 | 5640.156 | 178.5872 | 2093.5655 | 4379.9588 | 82.8254 | 498.1044 | 3.0435 | 0.096367 | 1.1297 | 6356.5007 | 201.2692 | 2359.465 | 4936.2485 | 93.3449 | 561.3676 | 11.6602 | 1.4575 | 43.7459 | 24353 | 3044 | 91366.0496 | 18911.7352 | 1411.7503 | 21737.9537
PA | SIG | MUNICIPAL | GALETON BORO AUTH | PA0036820 | 001 | 1.2025 | 20.25% | 0.12538 | 0.15078 | 9.8903 | 1.348 | 5.543 | 3548.5123 | 483.6536 | 1988.7674 | 2004.2422 | 158.0224 | 468.9258 | 9.8903 | 1.348 | 5.543 | 4541.5897 | 619.0076 | 2545.3386 | 2565.1442 | 202.2461 | 600.1582 | 19.8869 | 2.6525 | 99.4846 | 9132 | 1218 | 45683.0248 | 5157.8629 | 397.9528 | 10771.4708
PA | SIG | MUNICIPAL | GALLITZIN BORO | PA0028673 | 001 | 1.1009 | 10.09% | 0.41891 | 0.46116 | 16.7318 | 2.6402 | 11.8904 | 18366.9797 | 2898.1966 | 13052.5192 | 8932.612 | 1003.1738 | 3161.6483 | 5.2019 | 0.69349 | 11.8904 | 7306 | 974 | 16699.9683 | 3553.206 | 337.1377 | 4045.1522 | 5.2019 | 0.69349 | 26.0212 | 7306 | 974 | 36546.4199 | 3553.206 | 337.1377 | 8852.4618
PA | SIG | MUNICIPAL | GETTYSBURG MUNICIPAL AUTHORITY | PA0021563 | 001 | 1.0193 | 1.934% | 1.4225 | 1.45 | 3.5902 | 0.35664 | 6.6686 | 16712.3526 | 1660.1214 | 31042.0831 | 9410.3566 | 1183.3601 | 15411.4765 | 3.5902 | 0.35664 | 6.6686 | 15854.4281 | 1574.8995 | 29448.5453 | 8927.2782 | 1122.6126 | 14620.3321 | 10.1332 | 1.351 | 20.69 | 44748 | 5966 | 91366.8 | 25196.6102 | 4252.6566 | 45360.9148
PA | SIG | MUNICIPAL | GLEN ROCK SEW AUTH | PA0020818 | 001 | 1.0139 | 1.388% | 0.42142 | 0.42727 | 6.7512 | 0.41369 | 5.5332 | 8917.297 | 546.421 | 7308.4921 | 6689.2491 | 215.4961 | 2567.3428 | 6.7512 | 0.41369 | 5.5332 | 8785.1405 | 538.3229 | 7200.1785 | 6590.1128 | 212.3024 | 2529.2941 | 8.4217 | 1.1227 | 42.1276 | 10959 | 1461 | 54819.6297 | 8220.8186 | 576.1853 | 19257.1572
PA | SIG | MUNICIPAL | GRANVILLE TWP | PA0032051 | 001 | 1.0053 | 0.5303% | 0.23652 | 0.23778 | 7.3137 | 0.55419 | 5.9677 | 5106.3691 | 386.9322 | 4166.6031 | 4179.308 | 166.6725 | 1070.3803 | 7.3137 | 0.55419 | 5.9677 | 5296.3683 | 401.3293 | 4321.6352 | 4334.8128 | 172.8741 | 1110.2073 | 21.8126 | 2.6223 | 63.0835 | 15796 | 1899 | 45683.0248 | 12928.2368 | 818.0012 | 11735.7498
PA | SIG | MUNICIPAL | GREATER HAZELTON | PA0026921 | 001 | 1.0045 | 0.4504% | 7.957 | 7.9929 | 7.7996 | 0.97649 | 2.5091 | 184258.6723 | 23068.7689 | 59274.5828 | 144507.0056 | 11549.963 | 16436.9243 | 7.7996 | 0.97649 | 2.5091 | 189863.3388 | 23770.4604 | 61077.5604 | 148902.5304 | 11901.2826 | 16936.8925 | 8.9036 | 1.1129 | 33.4798 | 216739 | 27092 | 814991.856 | 169980.0801 | 13564.2955 | 225998.3758
PA | SIG | MUNICIPAL | GREENFIELD TWP MUN AUTH | PA0029106 | 001 | 1.0447 | 4.469% | 0.70208 | 0.73346 | 2.5928 | 0.36122 | 4.433 | 5626.8764 | 783.9177 | 9620.4826 | 4292.4622 | 416.386 | 913.1113 | 2.5928 | 0.36122 | 4.433 | 5791.6795 | 806.8775 | 9902.2526 | 4418.1822 | 428.5813 | 939.855 | 6.5414 | 0.87206 | 32.7215 | 14612 | 1948 | 73092.8397 | 11146.763 | 1034.7003 | 6937.4792
PA | SIG | MUNICIPAL | GREGG TOWNSHIP | PA0114821 | 001 | 1.0821 | 8.207% | 0.46129 | 0.49915 | 4.0511 | 3.1485 | 4.2634 | 5472.7487 | 4253.4301 | 5759.471 | 4364.0341 | 1807.6083 | 1246.6082 | 4.0511 | 2.0182 | 4.2634 | 6158.4432 | 3068 | 6481.0896 | 4910.8149 | 1303.8282 | 1402.7989 | 15.1383 | 2.0182 | 75.7292 | 23013 | 3068 | 115122.168 | 18350.8364 | 1303.8282 | 24917.6082
PA | SIG | MUNICIPAL | HALLSTEAD-GREAT BEND JNT SEW A | PA0060518 | 001 | 1.0067 | 0.6709% | 0.29183 | 0.29379 | 7.8079 | 0.68596 | 5.8704 | 6217.309 | 546.2163 | 4674.494 | 3202.7075 | 211.5175 | 928.5587 | 7.8079 | 0.68596 | 5.8704 | 6986.1137 | 613.759 | 5252.5211 | 3598.7401 | 237.6728 | 1043.3802 | 10.8869 | 1.3613 | 51.0573 | 9741 | 1218 | 45683.4 | 5017.858 | 471.6598 | 9074.7189
PA | SIG | MUNICIPAL | HAMPDEN TOWNSHIP SEWER AUTHORITY | PA0080314 | 001 | 1.0148 | 1.478% | 3.5364 | 3.5887 | 3.0999 | 0.4589 | 1.1544 | 31815.4284 | 4709.9085 | 11847.6373 | 26444.669 | 2324.477 | 3477.2313 | 3.0999 | 0.4589 | 1.1544 | 33880.7146 | 5015.6504 | 12616.7221 | 28161.3145 | 2475.3695 | 3702.9544 | 11.0545 | 1.3213 | 40.2927 | 120821 | 14441 | 440384.3593 | 100425.2188 | 7127.054 | 129250.9422
PA | SIG | MUNICIPAL | HANOVER BOROUGH | PA0026875 | 001 | 1.0115 | 1.152% | 4.7619 | 4.8167 | 3.5544 | 0.25876 | 2.8618 | 50481.2701 | 3675.0521 | 40644.9424 | 28690.1758 | 686.2688 | 2375.272 | 3.5544 | 0.25876 | 2.8618 | 52141.3695 | 3795.9079 | 41981.5697 | 29633.6652 | 708.8371 | 2453.3839 | 5.688 | 0.74706 | 45.3422 | 83441 | 10959 | 665150.304 | 47422.2806 | 2046.4526 | 38871.0829
PA | SIG | MUNICIPAL | HARRISBURG SEWERAGE AUTHORITY | PA0027197 | 001 | 1.0076 | 0.7572% | 23.178 | 23.3535 | 19.3858 | 1.1365 | 11.3543 | 1232316.5988 | 72241.9348 | 721769.3504 | 983707.419 | 36415.456 | 191276.4042 | 9.6813 | 1.1365 | 11.3543 | 688575 | 80829.3891 | 807566.6278 | 549660.9692 | 40744.1893 | 214013.5774 | 9.6813 | 1.2908 | 48.4292 | 688575 | 91810 | 3444500.0719 | 549660.9692 | 46279.2563 | 912828.437
PA | SIG | MUNICIPAL | HASTINGS AREA SA | PA0023141 | 001 | 1.0252 | 2.516% | 0.31228 | 0.32014 | 13.9895 | 1.3784 | 2.7296 | 12166.1221 | 1198.7652 | 2373.8032 | 6378.4074 | 286.0486 | 209.6371 | 11.2401 | 1.3784 | 2.7296 | 10959 | 1343.9583 | 2661.3155 | 5745.542 | 320.6945 | 235.0281 | 11.2401 | 1.4985 | 56.2257 | 10959 | 1461 | 54819.6297 | 5745.542 | 348.623 | 4841.2723
PA | SIG | MUNICIPAL | HIGHSPIRE | PA0024040 | 001 | 1.0075 | 0.7535% | 0.97337 | 0.98071 | 3.2007 | 0.75498 | 13.3509 | 10920.4233 | 2575.9555 | 45552.1989 | 9064.5058 | 1302.058 | 13750.9591 | 3.2007 | 0.75498 | 13.3509 | 9559.725 | 2254.9883 | 39876.3384 | 7935.0572 | 1139.82 | 12037.5725 | 12.2301 | 1.6308 | 61.1799 | 36529 | 4871 | 182732.0993 | 30320.9246 | 2462.125 | 55161.8073
PA | SIG | MUNICIPAL | HOLLIDAYSBURG REGIONAL | PA0043273 | 001 | 1.0034 | 0.3383% | 2.9731 | 2.9832 | 3.0687 | 1.842 | 12.4857 | 26359.9509 | 15822.5493 | 107251.0241 | 20108.6863 | 8404.3103 | 10179.5436 | 3.0687 | 1.6083 | 12.4857 | 27880.6305 | 14612 | 113438.2301 | 21268.7366 | 7761.3146 | 10766.7914 | 12.2738 | 1.6083 | 60.3382 | 111513 | 14612 | 548200.8 | 85067.6826 | 7761.3146 | 52031.521
PA | SIG | MUNICIPAL | HUGHESVILLE-WOLF TWP JOINT SEW | PA0114961 | 001 | 1.011 | 1.103% | 0.4358 | 0.44061 | 6.2139 | 3.3785 | 5.0564 | 8057.9552 | 4381.2058 | 6557.0072 | 6118.1704 | 1692.7318 | 1806.7112 | 6.2139 | 1.2251 | 5.0564 | 8338.3528 | 1644 | 6785.1755 | 6331.0682 | 635.1793 | 1869.5804 | 9.1877 | 1.2251 | 45.9589 | 12329 | 1644 | 61672.0836 | 9361.0502 | 635.1793 | 16993.064
PA | SIG | MUNICIPAL | HUNTINGDON BOROUGH | PA0026191 | 001 | 1.0065 | 0.652% | 2.3727 | 2.3881 | 8.1848 | 0.81604 | 6.5966 | 55115.8873 | 5495.1465 | 44421.128 | 43832.2529 | 2039.2069 | 9517.9576 | 8.1848 | 0.81604 | 6.5966 | 59530.394 | 5935.2802 | 47979.0381 | 47342.997 | 2202.5372 | 10280.2983 | 10.0448 | 1.3393 | 74.116 | 73058 | 9741 | 539064.12 | 58101.1554 | 3614.8108 | 115503.3574
PA | SIG | MUNICIPAL | JERSEY SHORE BOROUGH | PA0028665 | 001 | 1.0375 | 3.75% | 0 | 0 |  |  |  | 0 | 0 | 0 | 0 | 0 | 0 | [12 empty] | 19178 | 2557 | 95934.3521 | 15416.6678 | 1146.3738 | 27207.4233
PA | SIG | MUNICIPAL | KBM REGIONAL AUTH (NEW) | PA0064025 | 001 | 1.0279 | 2.79% | 0.30466 | 0.31316 | 3.0858 | 0.51556 | 5.379 | 2603.7535 | 435.0165 | 4538.7397 | 2002.1958 | 200.1881 | 1646.7208 | 3.0858 | 0.51556 | 5.379 | 2943.127 | 491.7166 | 5130.3193 | 2263.1621 | 226.2807 | 1861.3546 | 14.2982 | 1.7877 | 67.0575 | 13637 | 1705 | 63956.76 | 10486.3779 | 784.6156 | 23204.4439
PA | SIG | MUNICIPAL | KELLY TOWNSHIP MUNICIPAL AUTHORITY | PA0028681 | 001 | 1.0103 | 1.034% | 1.2822 | 1.2955 | 8.5437 | 1.4515 | 5.6725 | 31253.1779 | 5309.5542 | 20750.2347 | 25492.2515 | 2449.8114 | 5677.4684 | 8.5437 | 1.4515 | 5.6725 | 33708.911 | 5726.7549 | 22380.6941 | 27495.3171 | 2642.3065 | 6123.5782 | 17.3597 | 2.3146 | 86.8396 | 68492 | 9132 | 342622.6862 | 55866.8081 | 4213.4757 | 93744.9392
PA | SIG | MUNICIPAL | KULPMONT-MARION HEIGHTS JT MUN | PA0020338 | 001 | 1.0109 | 1.088% | 0.27744 | 0.28045 | 4.5783 | 1.5654 | 4.8335 | 3177.3251 | 1086.3966 | 3354.3631 | 2205.4349 | 420.3335 | 843.608 | 4.5783 | 1.426 | 4.8335 | 3910.5415 | 1218 | 4128.4337 | 2714.3728 | 471.2516 | 1038.2835 | 10.6915 | 1.426 | 53.4844 | 9132 | 1218 | 45683.0248 | 6338.6752 | 471.2516 | 11489.0862
PA | SIG | MUNICIPAL | LACKAWANNA RIVER BASIN SEWER AUTHORITY | PA0027065 | 001 | 1.0116 | 1.161% | 2.7519 | 2.7839 | 9.2719 | 1.8592 | 10.2861 | 82285.0052 | 16499.8361 | 91285.6963 | 35258.9763 | 7365.2636 | 19451.4445 | 9.2719 | 1.7234 | 10.2861 | 78611.9 | 14612 | 87210.811 | 33685.0574 | 6522.5637 | 18583.155 | 12.9253 | 1.7234 | 64.6573 | 109587 | 14612 | 548196.2979 | 46957.8319 | 6522.5637 | 116811.3984
PA | SIG | MUNICIPAL | LACKAWANNA RIVER BASIN SEWER AUTHORITY | PA0027081 | 001 | 1.1812 | 18.12% | 0.48239 | 0.56982 | 18.753 | 1.7799 | 14.0024 | 24757.7714 | 2349.8767 | 18486.0718 | 10476.4547 | 1008.2634 | 3501.981 | 7.3677 | 0.98248 | 14.0024 | 12785.9872 | 1704.9983 | 24299.9139 | 5410.4957 | 731.565 | 4603.3488 | 7.3677 | 0.98248 | 36.8535 | 12785.9872 | 1704.9983 | 63955.7824 | 5410.4957 | 731.565 | 12115.7127
PA | SIG | MUNICIPAL | LACKAWANNA RIVER BASIN SEWER AUTHORITY | PA0027090 | 001 | 1.0117 | 1.165% | 4.8189 | 4.875 | 5.4518 | 0.47571 | 6.0879 | 82367.6558 | 7187.2529 | 91977.6142 | 45891.0919 | 3653.8539 | 21116.5896 | 5.4518 | 0.47571 | 6.0879 | 80943.2104 | 7062.9584 | 90386.9766 | 45097.463 | 3590.665 | 20751.4047 | 8.6112 | 1.1482 | 43.0766 | 127852 | 17047 | 639562.3475 | 71232.668 | 8666.3496 | 146833.2894
PA | SIG | MUNICIPAL | LANCASTER AREA SEWER AUTHORITY | PA0042269 | 001 | 1.0109 | 1.092% | 9.6251 | 9.7302 | 11.6757 | 1.0582 | 6.1627 | 352860.3973 | 31979.912 | 186248.6936 | 299659.8647 | 15819.8402 | 62784.9272 | 9.2451 | 1.0582 | 6.1627 | 273969 | 31357.8949 | 182626.1111 | 232662.8721 | 15512.1404 | 61563.745 | 9.2451 | 1.2327 | 46.2472 | 273969 | 36529 | 1370490.7445 | 232662.8721 | 18070.1855 | 461996.0544
PA | SIG | MUNICIPAL | LANCASTER CITY | PA0026743 | 001 | 1.0109 | 1.093% | 20.2576 | 20.4789 | 9.8311 | 1.1138 | 12.1026 | 572400.3205 | 64848.0064 | 704655.8565 | 380010.5988 | 39599.0443 | 306504.0964 | 9.8311 | 1.1138 | 12.1026 | 613165.115 | 69466.3051 | 754839.5306 | 407073.9204 | 42419.1805 | 328332.4848 | 9.9447 | 1.2407 | 46.9946 | 620248 | 77381 | 2931046.944 | 411776.1738 | 47252.2412 | 1274917.2335
PA | SIG | MUNICIPAL | LEACOCK TWP SEW AUTH | PA0084212 | 001 | 2.321 | 132.1% | 0.18715 | 0.43438 | 6.5891 | 0.61498 | 4.2849 | 3980.0338 | 371.4689 | 2588.1809 | 2000.4624 | 212.0396 | 967.7801 | 5.5226 | 0.61498 | 4.2849 | 7306 | 813.5758 | 5668.5264 | 3672.1744 | 464.4003 | 2119.5919 | 5.5226 | 0.73625 | 31.079 | 7306 | 974 | 41115.06 | 3672.1744 | 555.9727 | 15373.8629
PA | SIG | MUNICIPAL | LEBANON CITY AUTHORITY | PA0027316 | 001 | 1.0025 | 0.2496% | 5.634 | 5.6481 | 5.5607 | 0.75832 | 2.7523 | 93176.2163 | 12706.5148 | 46118.5995 | 63840.7491 | 6147.3747 | 13091.9629 | 5.5607 | 0.75832 | 2.7523 | 95652.8305 | 13044.2526 | 47344.4271 | 65537.6296 | 6310.7712 | 13439.9459 | 8.4944 | 1.1326 | 42.4921 | 146117 | 19482 | 730928.3972 | 100113.7318 | 9425.3346 | 207493.0193
PA | SIG | MUNICIPAL | LEMOYNE BOROUGH MUNICIPAL AUTHORITY | PA0026441 | 001 | 1.0146 | 1.457% | 1.1473 | 1.164 | 11.693 | 1.214 | 5.543 | 8638.1787 | 896.8578 | 4094.9089 | 7198.2533 | 450.8386 | 934.2465 | 5.4819 | 0.68521 | 5.543 | 19433 | 2429 | 19649.5879 | 16193.6515 | 1221.0263 | 4483.0199 | 5.4819 | 0.68521 | 53.8156 | 19433 | 2429 | 190772.3116 | 16193.6515 | 1221.0263 | 43524.3769
PA | SIG | MUNICIPAL | LEWISBURG AREA JOINT SANITARY AUTHORITY/COLLEGE P | PA0044661 | 001 | 1.012 | 1.201% | 1.0076 | 1.0197 | 9.7612 | 1.7053 | 2.8131 | 27262.2784 | 4762.7398 | 7856.9023 | 21949.583 | 2230.604 | 2059.0174 | 9.7612 | 1.7053 | 2.8131 | 30312.961 | 5295.6962 | 8736.0994 | 24405.7684 | 2480.2113 | 2289.424 | 14.233 | 1.8976 | 71.1991 | 44200 | 5893 | 221105.8402 | 35586.5915 | 2759.9554 | 57944.0541
PA | SIG | MUNICIPAL | LEWISTOWN BOROUGH | PA0026280 | 001 | 1.0055 | 0.5541% | 1.5197 | 1.5281 | 7.9097 | 0.92949 | 2.9424 | 32269.886 | 3792.0893 | 12004.4294 | 26411.2894 | 1633.4563 | 3083.8803 | 7.9097 | 0.92949 | 2.9424 | 36811.576 | 4325.7911 | 13693.9425 | 30128.4357 | 1863.3503 | 3517.9081 | 11.0594 | 1.4747 | 55.3227 | 51470 | 6863 | 257469.5279 | 42125.6234 | 2956.2623 | 66142.6858
PA | SIG | MUNICIPAL | LITITZ SEWAGE AUTHORITY | PA0020320 | 001 | 1.0126 | 1.264% | 2.8451 | 2.8811 | 5.1777 | 0.61815 | 5.9295 | 45280.4563 | 5405.8661 | 51854.7334 | 26875.6297 | 3142.732 | 21337.4488 | 5.1777 | 0.61815 | 5.9295 | 45431.3145 | 5423.8765 | 52027.4947 | 26965.1696 | 3153.2024 | 21408.5375 | 8.0141 | 1.0686 | 40.0892 | 70319 | 9376 | 351759.2912 | 41736.9337 | 5450.7927 | 144743.6979
PA | SIG | MUNICIPAL | LITTLE WASHINGTON WW CO | PA0061590 | 001 | 1.0463 | 4.634% | 0.16085 | 0.1683 | 27.8636 | 2.6296 | 6.8254 | 10424.6884 | 983.8083 | 2553.6019 | 7346.5949 | 427.7329 | 636.1007 | 27.8636 | 2.6296 | 6.8254 | 14282.3375 | 1347.866 | 3498.5606 | 10065.1975 | 586.0151 | 871.4893 | 46.9644 | 6.2624 | 234.932 | 24073 | 3210 | 120421.4424 | 16964.975 | 1395.6199 | 29996.9069
PA | SIG | MUNICIPAL | LITTLESTOWN BOROUGH | PA0021229 | 001 | 1.0112 | 1.121% | 0.52965 | 0.53559 | 6.391 | 0.30944 | 1.891 | 11440.0749 | 553.9048 | 3384.9272 | 6513.6352 | 394.8319 | 1680.5163 | 6.391 | 0.30944 | 1.891 | 10424.8716 | 504.7508 | 3084.5455 | 5935.6089 | 359.7941 | 1531.3856 | 11.1975 | 1.4928 | 56.0124 | 18265 | 2435 | 91366.0496 | 10399.5427 | 1735.7055 | 45360.5423
PA | SIG | MUNICIPAL | LOCK HAVEN | PA0025933 | 001 | 1.0354 | 3.543% | 2.0923 | 2.1664 | 10.1048 | 1.0393 | 7.928 | 58892.8999 | 6057.0373 | 46206.1558 | 45400.7878 | 2587.314 | 12468.748 | 10.1048 | 1.0393 | 7.928 | 66670.1207 | 6856.9116 | 52308.003 | 51396.2806 | 2928.987 | 14115.3336 | 13.6698 | 1.3841 | 51.9291 | 90192 | 9132 | 342622.6862 | 69529.3977 | 3900.81 | 92456.8566
PA | SIG | MUNICIPAL | LOGAN TOWNSHIP-GREENWOOD AREA | PA0032557 | 001 | 1.0064 | 0.6447% | 0.51037 | 0.51366 | 3.7483 | 0.39837 | 7.2725 | 5166.6401 | 549.1145 | 10024.515 | 3530.4707 | 286.5213 | 928.5577 | 3.7483 | 0.39837 | 7.2725 | 5863.7334 | 623.2021 | 11377.0425 | 4006.8089 | 325.1793 | 1053.8405 | 9.5967 | 1.1992 | 102.2076 | 15013 | 1876 | 159891.9 | 10258.6897 | 978.8741 | 14810.5768
PA | SIG | MUNICIPAL | LOWER ALLEN TOWNSHIP AUTHORITY | PA0027189 | 001 | 1.0148 | 1.478% | 6.235 | 6.3271 | 3.6511 | 0.30515 | 5.2718 | 69292.0218 | 5791.2655 | 100050.7846 | 57769.6421 | 2970.0093 | 38026.467 | 3.6511 | 0.30515 | 5.2718 | 70354.9496 | 5880.1025 | 101585.5466 | 58655.8185 | 3015.5687 | 38609.7865 | 5.9344 | 0.7899 | 29.6344 | 114354 | 15221 | 571042.5 | 95338.3878 | 7805.9814 | 217037.0661
PA | SIG | MUNICIPAL | LOWER LACKAWANNA VALLEY | PA0026361 | 001 | 1.0116 | 1.162% | 3.2392 | 3.2768 | 14.3868 | 1.385 | 14.4899 | 140262.5386 | 13502.6828 | 141267.9285 | 77964.8868 | 6751.6748 | 32696.8152 | 10.981 | 1.385 | 14.4899 | 109588 | 13821.765 | 144606.2334 | 60914.4544 | 6911.2237 | 33469.4742 | 10.981 | 1.4642 | 54.9307 | 109588 | 14612 | 548196.2979 | 60914.4544 | 7306.3607 | 126881.4036
PA | SIG | MUNICIPAL | LYCOMING CO WATER & SEWER AUTH | PA0209228 | 001 | 1.0111 | 1.111% | 0.57024 | 0.57657 | 2.7934 | 1.7289 | 5.8007 | 5055.2366 | 3128.8335 | 10497.6365 | 3983.8968 | 1275.9401 | 2679.3056 | 2.7934 | 1.7289 | 5.8007 | 4905.1562 | 3035.9443 | 10185.9816 | 3865.6225 | 1238.0599 | 2599.7621 | 15.6021 | 2.0803 | 78.0469 | 27397 | 3653 | 137049.0745 | 21590.8434 | 1489.6956 | 34978.9551
PA | SIG | MUNICIPAL | LYKENS BOROUGH | PA0043575 | 001 | 1.0144 | 1.435% | 0.2098 | 0.21282 | 4.1215 | 0.85119 | 5.0794 | 2154.1966 | 444.8914 | 2654.8467 | 1729.6877 | 201.8605 | 775.7986 | 4.1215 | 0.85119 | 5.0794 | 2671.3396 | 551.6934 | 3292.1773 | 2144.9218 | 250.3198 | 962.0391 | 11.6687 | 1.5398 | 57.7965 | 7563 | 998 | 37460.388 | 6072.6249 | 452.8225 | 10946.6641
PA | SIG | MUNICIPAL | MAHANOY CITY | PA0070041 | 001 | 1.046 | 4.596% | 0.81265 | 0.85 | 7.4545 | 1.7654 | 7.4471 | 18318.6625 | 4338.2402 | 18300.4535 | 14539.0185 | 1992.0992 | 5493.1476 | 7.4545 | 1.2983 | 7.4471 | 19297.6533 | 3361 | 19278.4712 | 15316.0165 | 1543.3551 | 5786.7138 | 9.7365 | 1.2983 | 48.7056 | 25205 | 3361 | 126085.1485 | 20004.5151 | 1543.3551 | 37846.293
PA | SIG | MUNICIPAL | MANHEIM BOROUGH AUTHORITY | PA0020893 | 001 | 1.0093 | 0.9314% | 1.1056 | 1.1159 | 2.1983 | 0.11722 | 5.7065 | 7609.5048 | 405.7562 | 19752.9181 | 6234.8241 | 193.6741 | 6326.3989 | 2.1983 | 0.11722 | 5.7065 | 7471.2919 | 398.3864 | 19394.1421 | 6121.5798 | 190.1564 | 6211.4913 | 6.4282 | 0.8168 | 30.6469 | 21847 | 2776 | 104157.2966 | 17900.2715 | 1325.0305 | 33359.1524
PA | SIG | MUNICIPAL | MANSFIELD BOROUGH | PA0021814 | 001 | 1.0063 | 0.6289% | 0.49242 | 0.49552 | 4.2368 | 1.2934 | 4.9863 | 5705.5279 | 1741.7557 | 6714.8257 | 2677.9733 | 757.2483 | 508.1558 | 4.2368 | 1.2934 | 4.9863 | 6393.9574 | 1951.9161 | 7525.0371 | 3001.0978 | 848.6179 | 569.4699 | 15.7336 | 2.0979 | 60.5427 | 23744 | 3166 | 91366.8 | 11144.595 | 1376.4548 | 6914.3371
PA | SIG | MUNICIPAL | MARIETTA-DONEGAL JOINT AUTHORITY | PA0021717 | 001 | 1.0077 | 0.7688% | 0.53701 | 0.54114 | 4.1742 | 0.60548 | 5.6358 | 6736.7646 | 977.1795 | 9095.5474 | 5720.3068 | 490.9612 | 3217.608 | 4.1742 | 0.60548 | 5.6358 | 6879.3888 | 997.8674 | 9288.1094 | 5841.4115 | 501.3554 | 3285.728 | 8.3116 | 1.108 | 41.5789 | 13698 | 1826 | 68524.5373 | 11631.2158 | 917.4314 | 24240.9927
PA | SIG | MUNICIPAL | MARTINSBURG | PA0028347 | 001 | 1.0184 | 1.843% | 0.38562 | 0.39273 | 4.1757 | 0.48113 | 3.0357 | 4814.0952 | 554.6812 | 3499.7089 | 3123.0829 | 294.6246 | 332.1688 | 4.1757 | 0.48113 | 3.0357 | 4994.489 | 575.4662 | 3630.8501 | 3240.1111 | 305.6648 | 344.6158 | 10.6892 | 1.4255 | 53.472 | 12785 | 1705 | 63956.2347 | 8294.1058 | 905.6283 | 6070.2943
PA | SIG | MUNICIPAL | MARYSVILLE MUNICIPAL AUTHORITY | PA0021571 | 001 | 1.0277 | 2.774% | 0.35636 | 0.36625 | 4.6876 | 0.55148 | 5.5743 | 3840.012 | 451.7642 | 4566.4292 | 2423.5352 | 169.6488 | 1057.1902 | 4.6876 | 0.55148 | 5.5743 | 5228.6759 | 615.1357 | 6217.7875 | 3299.9585 | 230.9989 | 1439.502 | 20.4682 | 2.729 | 102.3884 | 22831 | 3044 | 114207.562 | 14409.2603 | 1143.0984 | 26440.5972
PA | SIG | MUNICIPAL | MCCONNELLSBURG STP | PA0020508 | 001 | 1.0167 | 1.673% | 0.2689 | 0.2734 | 3.2775 | 0.13903 | 6.7035 | 2689.8348 | 114.1012 | 5501.5334 | 1878.2518 | 61.6003 | 2576.3808 | 3.2775 | 0.13903 | 6.7035 | 2729.0522 | 115.7648 | 5581.7449 | 1905.6364 | 62.4984 | 2613.9441 | 13.1614 | 1.7546 | 65.8365 | 10959 | 1461 | 54819.6297 | 7652.4258 | 788.7566 | 25672.1594
PA | SIG | MUNICIPAL | MECHANICSBURG BOROUGH MUNICIPAL | PA0020885 | 001 | 1.0147 | 1.466% | 0.84476 | 0.85715 | 10.5416 | 0.66919 | 3.9281 | 23975.038 | 1521.9623 | 8933.829 | 19927.8142 | 751.1327 | 2622.0409 | 10.5416 | 0.66919 | 3.9281 | 27518.6723 | 1746.9162 | 10254.295 | 22873.2479 | 862.154 | 3009.5921 | 14.7731 | 1.9403 | 87.4997 | 38565 | 5065 | 228417 | 32054.8461 | 2499.725 | 67039.421
PA | SIG | MUNICIPAL | MID-CENTRE COUNTY AUTH | PA0110965 | 001 | 1.0678 | 6.785% | 0.53164 | 0.56771 | 5.3105 | 0.47799 | 5.2885 | 7653.6936 | 688.8948 | 7622.002 | 5142.2875 | 185.5378 | 527.5085 | 5.3105 | 0.47799 | 5.2885 | 9181.9341 | 826.449 | 9143.9146 | 6169.0665 | 222.5848 | 632.838 | 10.5638 | 1.4083 | 17.6143 | 18265 | 2435 | 30455.3499 | 12271.7065 | 655.8106 | 2107.7737
PA | SIG | MUNICIPAL | MIDDLEBURG MUN AUTH | PA0020583 | 001 | 1.1886 | 18.86% | 0.42723 | 0.50779 | 8.9823 | 1.0947 | 6.37 | 10452.6001 | 1273.8973 | 7412.6577 | 8025.6529 | 408.9621 | 1132.9627 | 5.3145 | 0.70869 | 6.37 | 8219 | 1096 | 9851.2499 | 6310.6635 | 351.8513 | 1505.6812 | 5.3145 | 0.70869 | 26.5854 | 8219 | 1096 | 41114.7223 | 6310.6635 | 351.8513 | 6284.0414
PA | SIG | MUNICIPAL | MIDDLETOWN | PA0020664 | 001 | 1.0075 | 0.7538% | 1.4619 | 1.4729 | 4.2974 | 0.51242 | 7.3776 | 17969.6184 | 2142.7224 | 30849.7038 | 15043.043 | 1083.0734 | 9312.6792 | 4.2974 | 0.51242 | 7.3776 | 19277.7545 | 2298.7064 | 33095.4728 | 16138.1329 | 1161.918 | 9990.6152 | 8.9573 | 1.1944 | 44.8078 | 40182 | 5358 | 201005.3092 | 33637.8626 | 2708.287 | 60677.9881
PA | SIG | MUNICIPAL | MIFFLINBURG BOROUGH MUNICIPAL | PA0028461 | 001 | 1.0252 | 2.519% | 0.79676 | 0.81683 | 2.4308 | 0.65869 | 4.5638 | 5745.2434 | 1556.8466 | 10786.6559 | 4627.3465 | 652.7074 | 2406.9521 | 2.4308 | 0.65869 | 4.5638 | 6047.0247 | 1638.6233 | 11353.2483 | 4870.4078 | 686.9922 | 2533.3825 | 10.2786 | 1.3703 | 51.418 | 25570 | 3409 | 127912.4695 | 20594.6454 | 1429.222 | 28542.5988
PA | SIG | MUNICIPAL | MILLERSBURG BOROUGH AUTHORITY | PA0022535 | 001 | 1.0247 | 2.472% | 0.43786 | 0.44868 | 8.3816 | 1.0166 | 2.3929 | 10574.4125 | 1282.5103 | 3018.8887 | 8471.3486 | 540.7555 | 789.9754 | 8.3816 | 1.0166 | 2.3929 | 11453.3603 | 1389.1129 | 3269.8195 | 9175.4892 | 585.7032 | 855.6383 | 13.3664 | 1.7819 | 66.8622 | 18265 | 2435 | 91366.0496 | 14632.4141 | 1026.6893 | 23908.4429
PA | SIG | MUNICIPAL | MILLERSVILLE BOROUGH | PA0026620 | 001 | 1.0109 | 1.089% | 0.62341 | 0.6302 | 8.2721 | 0.65416 | 4.6707 | 14971.9137 | 1183.9919 | 8453.6402 | 10555.9187 | 666.7741 | 3717.2568 | 8.2721 | 0.65416 | 4.6707 | 15876.7147 | 1255.5444 | 8964.5209 | 11193.8469 | 707.0695 | 3941.9026 | 17.6052 | 2.3472 | 88.0664 | 33790 | 4505 | 169027.1919 | 23823.5739 | 2537.0254 | 74325.0789
PA | SIG | MUNICIPAL | MILTON MUNICIPAL AUTHORITY | PA0020273 | 001 | 1.0103 | 1.035% | 1.5812 | 1.5975 | 10.8359 | 1.4708 | 3.3298 | 43458.452 | 5898.6814 | 13354.5979 | 35447.7165 | 2721.6328 | 3653.9494 | 10.8359 | 1.4708 | 3.3298 | 52721.0492 | 7155.9077 | 16200.9547 | 43002.9308 | 3301.713 | 4432.7407 | 16.4509 | 1.7119 | 214.0779 | 80040 | 8329 | 1041572.9659 | 65286.1548 | 3842.9741 | 284984.6153
PA | SIG | MUNICIPAL | MONTGOMERY BOROUGH | PA0020699 | 001 | 1.0375 | 3.75% | 0 | 0 |  |  |  | 0 | 0 | 0 | 0 | 0 | 0 | [12 empty] | 15525 | 2070 | 77661.1422 | 12154.811 | 876.3345 | 15088.2749
PA | SIG | MUNICIPAL | MONTROSE MA | PA0060801 | 001 | 1.0261 | 2.614% | 0.42119 | 0.4322 | 6.1481 | 1.0284 | 8.5201 | 8382.0844 | 1402.0078 | 11615.8989 | 6059.5041 | 558.446 | 2122.8017 | 6.1481 | 1.0284 | 8.5201 | 8092.7046 | 1353.6054 | 11214.8761 | 5850.3081 | 539.1664 | 2049.5149 | 11.3782 | 1.5171 | 56.9178 | 14977 | 1997 | 74920.1607 | 10827.0435 | 795.4425 | 13691.6346
PA | SIG | MUNICIPAL | MOSHANNON VALLEY JOINT SANITARY AUTHORITY | PA0037966 | 001 | 1.0133 | 1.329% | 1.2035 | 1.2195 | 8.8747 | 1.3962 | 5.395 | 29662.0213 | 4666.6692 | 18031.7845 | 17749.7057 | 1519.7903 | 3321.6727 | 8.8747 | 1.3355 | 5.395 | 32960.6 | 4960 | 20037.0174 | 19723.5698 | 1615.3191 | 3691.0608 | 12.7873 | 1.3355 | 50.1116 | 47492 | 4960 | 186114.1716 | 28419.1361 | 1615.3191 | 34284.4804
PA | SIG | MUNICIPAL | MOUNT JOY | PA0021067 | 001 | 1.0881 | 8.811% | 0.76416 | 0.83149 | 11.2577 | 0.16858 | 5.944 | 26871.202 | 402.397 | 14187.7546 | 18752.4727 | 192.0707 | 4544.0068 | 11.0352 | 0.16858 | 5.944 | 27945 | 426.9144 | 15052.1919 | 19501.8388 | 203.7733 | 4820.8659 | 11.0352 | 1.4714 | 55.2019 | 27945 | 3726 | 139790.056 | 19501.8388 | 1778.4812 | 44771.494
PA | SIG | MUNICIPAL | MOUNT UNION BOROUGH | PA0020214 | 001 | 1.0423 | 4.231% | 0.5344 | 0.55701 | 9.3718 | 0.9669 | 3.9996 | 15027.7726 | 1550.4379 | 6413.3653 | 11871.2691 | 539.9392 | 1500.929 | 9.3718 | 0.9669 | 3.9996 | 15898.4761 | 1640.2696 | 6784.9532 | 12559.0859 | 571.2231 | 1587.8922 | 11.8432 | 1.5792 | 59.2446 | 20091 | 2679 | 100503.48 | 15870.9926 | 932.9604 | 23520.972
PA | SIG | MUNICIPAL | MOUNTAINTOP AREA | PA0045985 | 001 | 1.0236 | 2.364% | 3.0934 | 3.1665 | 5.8527 | 0.61958 | 3.3127 | 49303.1061 | 5219.2588 | 27906.2577 | 30301.6896 | 2048.1937 | 5345.6344 | 5.8527 | 0.61958 | 3.3127 | 56442.6503 | 5975.0556 | 31947.341 | 34689.6536 | 2344.791 | 6119.7315 | 7.8788 | 1.0505 | 39.4122 | 75981 | 10131 | 380082.7665 | 46697.9236 | 3975.7083 | 72807.452
PA | SIG | MUNICIPAL | MT. CARMEL MUNICIPAL SEWAGE AUTHORITY | PA0024406 | 001 | 1.0115 | 1.155% | 0.86643 | 0.87644 | 5.1007 | 1.905 | 5.2184 | 11336.3779 | 4233.8925 | 11598.0662 | 8989.2239 | 2199.5063 | 5471.1941 | 5.1007 | 1.905 | 5.2184 | 13614.9742 | 5084.8991 | 13929.2616 | 10796.0456 | 2641.6041 | 6570.8965 | 15.3958 | 2.0526 | 77.0061 | 41094.9589 | 5478.9945 | 205547.6844 | 32586.4038 | 2846.3366 | 96963.6875
PA | SIG | MUNICIPAL | MT. HOLLY SPRINGS BOROUGH AUTHORITY | PA0023183 | 001 | 1.0147 | 1.469% | 0.36624 | 0.37162 | 5.2502 | 0.63714 | 3.8536 | 5704.5164 | 692.2764 | 4187.0366 | 3754.0095 | 282.5522 | 1040.4701 | 5.2502 | 0.63714 | 3.8536 | 5942.1665 | 721.1166 | 4361.4684 | 3910.4015 | 294.3233 | 1083.8161 | 9.6829 | 1.2909 | 48.4361 | 10959 | 1461 | 54819.6297 | 7211.8629 | 596.3062 | 13622.5667
PA | SIG | MUNICIPAL | MUNCY BOROUGH MUNICIPAL AUTHORITY | PA0024325 | 001 | 1.0375 | 3.75% | 0 | 0 |  |  |  | 0 | 0 | 0 | 0 | 0 | 0 | [12 empty] | 25570 | 3409 | 127912.4695 | 20019.2281 | 1443.2001 | 24851.2764
PA | SIG | MUNICIPAL | NEW CUMBERLAND BOROUGH AUTHORITY | PA0026654 | 001 | 1.0147 | 1.466% | 0.50031 | 0.50764 | 1.8526 | 0.23272 | 4.4024 | 2407.6959 | 302.4454 | 5721.5142 | 2024.9486 | 157.1203 | 2699.0288 | 1.8526 | 0.23272 | 4.4024 | 2864.2309 | 359.7935 | 6806.3985 | 2408.909 | 186.9127 | 3210.8048 | 14.7672 | 1.9689 | 73.87 | 22831 | 3044 | 114207.562 | 19201.5947 | 1581.3574 | 53875.5101
PA | SIG | MUNICIPAL | NEW FREEDOM WTP | PA0043257 | 001 | 1.022 | 2.199% | 1.0645 | 1.088 | 4.7592 | 0.2539 | 3.9436 | 14218.1282 | 758.5405 | 11781.6112 | 10665.6313 | 299.1512 | 4138.6697 | 4.7592 | 0.2539 | 3.9436 | 15769.184 | 841.2897 | 13066.8673 | 11829.1452 | 331.7856 | 4590.1572 | 12.6784 | 1.6904 | 63.4213 | 42009 | 5601 | 210141.9142 | 31512.7631 | 2208.9075 | 73819.1025
PA | SIG | MUNICIPAL | NEW HOLLAND BOROUGH AUTHORITY | PA0021890 | 001 | 1.0163 | 1.633% | 0.89985 | 0.91454 | 4.9007 | 0.74665 | 2.2755 | 13590.3589 | 2070.5594 | 6310.2743 | 7660.2216 | 1181.904 | 2359.5561 | 4.9007 | 0.74665 | 2.2755 | 13649.8897 | 2079.6292 | 6337.9157 | 7693.7762 | 1187.0812 | 2369.8919 | 8.7872 | 1.1715 | 52.1572 | 24475 | 3263 | 145273.212 | 13795.3621 | 1862.5656 | 54320.9821
PA | SIG | MUNICIPAL | NEW OXFORD MUNICIPAL FACILITY | PA0020923 | 001 | 1.0084 | 0.8419% | 1.0311 | 1.0398 | 4.001 | 0.29165 | 4.7965 | 13203.5867 | 962.4616 | 15828.6923 | 8329.3355 | 181.4473 | 972.5792 | 4.001 | 0.29165 | 4.7965 | 12670.1251 | 923.5755 | 15189.1691 | 7992.8071 | 174.1163 | 933.2843 | 11.0705 | 1.3749 | 77.3816 | 35057 | 4354 | 245045.7576 | 22115.3176 | 820.8343 | 15056.6073
PA | SIG | MUNICIPAL | NEWBERRY TOWNSHIP | PA0083011 | 001 | 1.0619 | 6.192% | 0.45355 | 0.48163 | 13.2713 | 0.6173 | 8.7705 | 20044.5188 | 932.3495 | 13246.7084 | 16601.3043 | 438.4338 | 3460.8089 | 13.2713 | 0.6173 | 8.7705 | 19466.8633 | 905.4804 | 12864.9565 | 16122.8775 | 425.7987 | 3361.0731 | 16.1871 | 2.1584 | 80.9738 | 23744 | 3166 | 118775.8646 | 19665.2947 | 1488.7994 | 31031.1478
PA | SIG | MUNICIPAL | NEWPORT BORO MUN AUTH | PA0021237 | 001 | 1.1389 | 13.89% | 0.26572 | 0.30263 | 21.6846 | 2.2023 | 77.8463 | 16828.7158 | 1709.1212 | 60414.0645 | 13809.4764 | 635.3621 | 14853.1989 | 7.9269 | 1.0568 | 39.6521 | 7306 | 974 | 36546.4199 | 5995.2308 | 362.0824 | 8985.18 | 7.9269 | 1.0568 | 39.6521 | 7306 | 974 | 36546.4199 | 5995.2308 | 362.0824 | 8985.18
PA | SIG | MUNICIPAL | NEWVILLE BORO WAT & SEW AUTH | PA0046221 | 001 | 1.0437 | 4.372% | 0.22327 | 0.23304 | 4.245 | 0.72169 | 4.6685 | 2937.9963 | 499.4889 | 3231.1256 | 1968.2689 | 220.934 | 850.2411 | 4.245 | 0.72169 | 4.6685 | 3012.7768 | 512.2023 | 3313.367 | 2018.3671 | 226.5575 | 871.8822 | 10.2942 | 1.3724 | 77.2415 | 7306 | 974 | 54820.08 | 4894.5509 | 430.8199 | 14425.4027
PA | SIG | MUNICIPAL | NORTH CODORUS TWP | PA0247391 | 001 | 1.0648 | 6.482% | 0.15824 | 0.16849 | 4.068 | 0.47303 | 1.6543 | 2009.4313 | 233.6583 | 817.1913 | 1570.7784 | 102.5872 | 266.9948 | 4.068 | 0.47303 | 1.6543 | 2087.5205 | 242.7386 | 848.9485 | 1631.8209 | 106.5739 | 277.3706 | 26.101 | 3.2621 | 97.925 | 13394 | 1674 | 50251.3273 | 10470.1294 | 734.9663 | 16418.2385
PA | SIG | MUNICIPAL | NORTH MIDDLETON AUTH | PA0024384 | 001 | 1.0147 | 1.472% | 0.96492 | 0.97912 | 3.685 | 0.64581 | 7.376 | 9780.9078 | 1714.139 | 19577.6023 | 7318.0756 | 758.1984 | 5151.667 | 3.685 | 0.64581 | 7.376 | 10988.6405 | 1925.7985 | 21995.0171 | 8221.7013 | 851.8197 | 5787.7876 | 7.4179 | 0.75554 | 39.8317 | 22120 | 2253 | 118776.84 | 16550.1849 | 996.5475 | 31255.0391
PA | SIG | MUNICIPAL | NORTHEASTERN YORK COUNTRY | PA0023744 | 001 | 1.0345 | 3.448% | 0.71214 | 0.7367 | 4.963 | 0.77793 | 3.4789 | 10368.9992 | 1625.2871 | 7268.3691 | 8668.8553 | 791.6678 | 2104.8796 | 4.963 | 0.77793 | 3.4789 | 11135.3011 | 1745.401 | 7805.5246 | 9309.5112 | 850.1746 | 2260.4368 | 20.7407 | 2.0623 | 69.2273 | 46535 | 4627 | 155322.2844 | 38904.9295 | 2253.7845 | 44980.4759
PA | SIG | MUNICIPAL | NORTHERN LANCASTER CO AUTH | PA0080438 | 001 | 1.0615 | 6.146% | 0.35586 | 0.37773 | 3.7575 | 0.43948 | 2.7495 | 3700.8312 | 432.8579 | 2708.0652 | 2045.1774 | 243.1876 | 1116.7161 | 3.7575 | 0.43948 | 2.7495 | 4322.6253 | 505.5844 | 3163.06 | 2388.7973 | 284.0468 | 1304.3408 | 7.1445 | 0.95271 | 35.7394 | 8219 | 1096 | 41114.7223 | 4542.0372 | 615.7532 | 16954.3448
PA | SIG | MUNICIPAL | NORTHERN LEBANON CO AUTH | PA0080748 | 001 | 1.0161 | 1.609% | 0.25721 | 0.26135 | 29.8885 | 0.84316 | 14.1877 | 22371.8044 | 631.1155 | 10619.5957 | 16682.3942 | 273.5142 | 2284.1619 | 9.1788 | 0.84316 | 14.1877 | 7306 | 671.1275 | 11292.8672 | 5447.9992 | 290.8548 | 2428.9754 | 9.1788 | 1.2237 | 103.3091 | 7306 | 974 | 82230.12 | 5447.9992 | 422.1143 | 17686.8227
PA | SIG | MUNICIPAL | NORTHUMBERLAND BOROUGH | PA0020567 | 001 | 1.0659 | 6.589% | 0.55979 | 0.59667 | 12.3595 | 1.3038 | 14.9508 | 19807.9773 | 2089.5601 | 23960.8473 | 15974.5799 | 968.7467 | 7042.0984 | 12.3595 | 1.3038 | 14.9508 | 22459.7131 | 2369.2939 | 27168.5366 | 18113.1307 | 1098.4348 | 7984.839 | 14.5818 | 1.5078 | 56.5634 | 26498 | 2740 | 102786.8059 | 21369.8961 | 1270.2989 | 30209.0653
PA | SIG | MUNICIPAL | NORTHWESTERN LANCASTER CNTY AUTH | PA0084026 | 001 | 1.0088 | 0.8822% | 0.29388 | 0.29647 | 5.0944 | 0.87069 | 4.4828 | 5194.7152 | 887.8384 | 4571.0535 | 4256.2738 | 423.7799 | 1464.0018 | 5.0944 | 0.87069 | 4.4828 | 4599.832 | 786.1658 | 4047.5902 | 3768.8581 | 375.2499 | 1296.3487 | 16.183 | 2.0234 | 65.7728 | 14612 | 1827 | 59387.9323 | 11972.2968 | 872.0572 | 19020.5693
PA | SIG | MUNICIPAL | ORD SEW AUTH | PA0228915 | 001 | 1.0198 | 1.982% | 0.13395 | 0.1366 | 5.4536 | 2.5545 | 3.1229 | 2315.465 | 1084.598 | 1325.92 | 1418.775 | 440.4693 | 316.0031 | 5.4536 | 2.5545 | 3.1229 | 2268.8991 | 1062.7858 | 1299.2547 | 1390.2422 | 431.6111 | 309.648 | 23.4306 | 2.9276 | 87.8447 | 9748 | 1218 | 36546.72 | 5972.9767 | 494.6456 | 8710.0847
PA | SIG | MUNICIPAL | PALMYRA BOROUGH AUTHORITY | PA0261262 | 001 | 1.026 | 2.596% | 0.6618 | 0.67898 | 3.3079 | 0.69603 | 3.0255 | 7786.0908 | 1638.2998 | 7121.4455 | 5496.1928 | 792.6047 | 2021.6074 | 3.3079 | 0.69603 | 3.0255 | 6840.3367 | 1439.3003 | 6256.4239 | 4828.5861 | 696.3293 | 1776.0485 | 12.5423 | 1.6722 | 22.092 | 25936 | 3458 | 45683.4 | 18308.1935 | 1672.9703 | 12968.4202
PA | SIG | MUNICIPAL | PATTON BORO STP | PA0110469 | 001 | 1.0118 | 1.183% | 0.47169 | 0.47727 | 5.9955 | 0.42343 | 4.6957 | 7742.7066 | 546.8233 | 6064.1664 | 4421.6315 | 130.4826 | 535.5432 | 5.9955 | 0.42343 | 4.6957 | 8714.8337 | 615.4791 | 6825.5462 | 4976.7846 | 146.8653 | 602.7828 | 6.7854 | 0.90467 | 33.9424 | 9863 | 1315 | 49337.6668 | 5632.4685 | 313.7845 | 4357.1451
PA | SIG | MUNICIPAL | PENN TOWNSHIP | PA0037150 | 001 | 1.0115 | 1.149% | 2.035 | 2.0584 | 6.5817 | 0.67778 | 4.1746 | 40558.0371 | 4176.6865 | 25725.0944 | 25735.284 | 1715.1426 | 8194.2224 | 6.5817 | 0.67778 | 4.1746 | 41260.0844 | 4248.9837 | 26170.388 | 26180.754 | 1744.8312 | 8336.0619 | 13.0502 | 1.6315 | 61.2125 | 81811 | 10228 | 383737.4085 | 51911.5191 | 4200.0947 | 122231.998
PA | SIG | MUNICIPAL | PINE CREEK MUNICIPAL AUTHORITY | PA0027553 | 001 | 1.2032 | 20.32% | 0.87933 | 1.058 | 8.7762 | 0.80713 | 12.7002 | 20997.3592 | 1931.0817 | 30385.6047 | 16538.3838 | 743.9343 | 6139.0624 | 7.3689 | 0.80713 | 12.7002 | 23744 | 2600.7174 | 40922.3345 | 18701.7511 | 1001.9063 | 8267.8876 | 7.3689 | 0.98256 | 45.3689 | 23744 | 3166 | 146186.88 | 18701.7511 | 1219.6771 | 29535.3799
PA | SIG | MUNICIPAL | PINE GROVE BOROUGH AUTHORITY | PA0020915 | 001 | 1.0191 | 1.914% | 0.61285 | 0.62458 | 2.9076 | 0.56393 | 1.573 | 4858.9871 | 942.4081 | 2628.6604 | 2483.6256 | 379.6412 | 678.2408 | 2.9076 | 0.56393 | 1.573 | 5530.8474 | 1072.7164 | 2992.1297 | 2827.0407 | 432.1348 | 772.0223 | 14.4028 | 1.9204 | 72.0477 | 27397 | 3653 | 137049.0745 | 14003.7191 | 1471.5804 | 35361.079
PA | SIG | MUNICIPAL | PORTER TOWER JOINT MUNICIPAL AUTHORITY | PA0046272 | 001 | 1.025 | 2.502% | 0.64337 | 0.65947 | 4.6371 | 0.4492 | 2.5545 | 8811.565 | 853.5721 | 4854.059 | 6728.9211 | 381.384 | 1451.8342 | 3.9105 | 0.4492 | 2.5545 | 7854 | 902.1906 | 5130.5406 | 5997.6799 | 403.1072 | 1534.5289 | 3.9105 | 0.5213 | 19.5611 | 7854 | 1047 | 39287.4014 | 5997.6799 | 467.8094 | 11750.7412
PA | SIG | MUNICIPAL | QUARRYVILLE STP | PA0028886 | 001 | 1.0121 | 1.214% | 0.33205 | 0.33608 | 4.4953 | 0.42669 | 5.9897 | 4530.3131 | 430.0095 | 6036.3834 | 2235.1256 | 236.9622 | 2524.4912 | 4.4953 | 0.42669 | 5.9897 | 4601.1467 | 436.7329 | 6130.7652 | 2270.0729 | 240.6672 | 2563.9628 | 7.1379 | 0.95159 | 35.7057 | 7306 | 974 | 36546.4199 | 3604.5693 | 536.7352 | 15284.1708
PA | SIG | MUNICIPAL | RALPHO TWP MUN AUTH | PA0028738 | 001 | 1.0528 | 5.276% | 0.64942 | 0.68369 | 4.5744 | 0.90854 | 4.2786 | 9316.8103 | 1850.4359 | 8714.24 | 7306.4298 | 839.8228 | 2449.4641 | 4.5744 | 0.84093 | 4.2786 | 9524.9248 | 1751 | 8908.8945 | 7469.6374 | 794.6937 | 2504.1791 | 6.3068 | 0.84093 | 31.5493 | 13132 | 1751 | 65692.1897 | 10298.3782 | 794.6937 | 18465.2549
PA | SIG | MUNICIPAL | ROARING SPRING BOROUGH | PA0020249 | 001 | 1.0169 | 1.693% | 0.46293 | 0.47077 | 6.7131 | 1.5911 | 4.9298 | 8566.9911 | 2030.4908 | 6291.1424 | 6104.1557 | 1078.5161 | 597.1128 | 6.7131 | 1.1892 | 4.9298 | 9624.9597 | 1705 | 7068.0583 | 6857.9799 | 905.6283 | 670.8524 | 8.9172 | 1.1892 | 44.6076 | 12785 | 1705 | 63956.2347 | 9109.5729 | 905.6283 | 6070.2943
PA | SIG | MUNICIPAL | SALISBURY TWP | PA0081574 | 001 | 1.0842 | 8.421% | 0.23162 | 0.25112 | 5.857 | 0.19302 | 2.4889 | 4211.8052 | 138.8002 | 1789.7604 | 2324.5021 | 76.4876 | 748.5002 | 5.857 | 0.19302 | 2.4889 | 4479.5226 | 147.6228 | 1903.5239 | 2472.2558 | 81.3495 | 796.0776 | 17.1937 | 2.1482 | 69.2878 | 13150 | 1643 | 52992.3088 | 7257.5064 | 905.3962 | 22162.0476
PA | SIG | MUNICIPAL | SAXTON BORO MUN AUTH | PA0025381 | 001 | 1.0128 | 1.279% | 0.24821 | 0.25139 | 4.8799 | 0.62536 | 4.5443 | 3541.2265 | 453.8059 | 3297.6665 | 2277.3396 | 90.5013 | 293.235 | 4.8799 | 0.62536 | 4.5443 | 3736.0993 | 478.7788 | 3479.1361 | 2402.661 | 95.4816 | 309.3717 | 9.5427 | 1.2722 | 47.7351 | 7306 | 974 | 36546.4204 | 4698.4407 | 194.2422 | 3249.78
PA | SIG | MUNICIPAL | SCHUYLKILL CO MA | PA0062201 | 001 | 1.1228 | 12.28% | 0.48664 | 0.5464 | 6.8286 | 1.1565 | 3.5137 | 9185.712 | 1555.6582 | 4726.516 | 7290.4469 | 714.3508 | 1418.7326 | 6.5856 | 0.87796 | 3.5137 | 10959 | 1461 | 5847.062 | 8697.8568 | 670.8842 | 1755.0808 | 6.5856 | 0.87796 | 32.9426 | 10959 | 1461 | 54819.6297 | 8697.8568 | 670.8842 | 16454.91
PA | SIG | MUNICIPAL | SCRANTON SEWER AUTHORITY | PA0026492 | 001 | 1.0117 | 1.165% | 11.5622 | 11.6969 | 11.2043 | 1.7613 | 19.8014 | 359260.5149 | 56476.2081 | 634922.0029 | 200161.7885 | 28711.3606 | 145767.9405 | 10.2542 | 1.3672 | 19.8014 | 365292 | 48706 | 705398.4452 | 203522.2269 | 24761.1441 | 161948.2048 | 10.2542 | 1.3672 | 51.2952 | 365292 | 48706 | 1827320.993 | 203522.2269 | 24761.1441 | 419523.684
PA | SIG | MUNICIPAL | SHAMOKIN-COAL TOWNSHIP JOINT SANITARY AUTHORITY | PA0027324 | 001 | 1.0028 | 0.2836% | 3.3097 | 3.3191 | 9.0691 | 0.79281 | 23.8708 | 79166.1848 | 6920.6413 | 208373.4604 | 62083.7125 | 3140.9423 | 58571.1799 | 9.0691 | 0.79281 | 23.8708 | 91673.856 | 8014.0513 | 241294.9245 | 71892.4795 | 3637.1879 | 67824.9927 | 12.6481 | 1.6864 | 63.2705 | 127852 | 17047 | 639562.3475 | 100264.1068 | 7736.8038 | 179772.9961
PA | SIG | MUNICIPAL | SHENANDOAH MUNICIPAL SEWAGE AUTHORITY | PA0070386 | 001 | 1.0136 | 1.359% | 1.3112 | 1.329 | 4.561 | 0.82987 | 13.2576 | 11694.3396 | 2127.8053 | 33992.6917 | 8039.2945 | 738.9999 | 5619.2652 | 4.561 | 0.82987 | 13.2576 | 18460.3431 | 3358.8913 | 53659.8707 | 12690.5956 | 1166.5637 | 8870.4079 | 9.0251 | 1.2035 | 45.1473 | 36529 | 4871 | 182732.0993 | 25111.9259 | 1691.7284 | 30207.0848
PA | SIG | MUNICIPAL | SHICKSHINNY BORO SA | PA0060135 | 001 | 1.0488 | 4.877% | 0.33449 | 0.3508 | 6.0358 | 1.4624 | 5.4516 | 5838.6468 | 1414.6663 | 5273.5441 | 4471.6631 | 583.7877 | 1144.3954 | 6.0358 | 1.0258 | 5.4516 | 6448.6346 | 1096 | 5824.4932 | 4938.8363 | 452.2842 | 1263.9552 | 7.6928 | 1.0258 | 38.4826 | 8219 | 1096 | 41114.7223 | 6294.7117 | 452.2842 | 8922.1782
PA | SIG | MUNICIPAL | SHIPPENSBURG BOROUGH AUTHORITY | PA0030643 | 001 | 1.0402 | 4.025% | 2.1865 | 2.2745 | 6.8732 | 0.26143 | 6.9601 | 44829.1591 | 1705.0906 | 45395.4319 | 30481.6728 | 711.6399 | 11531.9166 | 6.8732 | 0.26143 | 6.9601 | 47611.675 | 1810.9244 | 48213.096 | 32373.6499 | 755.8109 | 12247.6949 | 8.701 | 1.1601 | 43.5262 | 60273 | 8036 | 301510.44 | 40982.7421 | 3353.9205 | 76593.4609
PA | SIG | MUNICIPAL | SILVER SPRING TOWNSHIP | PA0083593 | 001 | 1.0461 | 4.605% | 0.49434 | 0.5171 | 3.699 | 0.44964 | 1.5636 | 6221.4082 | 756.2584 | 2629.8235 | 5171.1729 | 373.2356 | 771.8421 | 3.699 | 0.44964 | 1.5636 | 5825.4447 | 708.1261 | 2462.4476 | 4842.0519 | 349.4809 | 722.7179 | 13.9174 | 1.8554 | 87.0233 | 21918 | 2922 | 137050.2 | 18218.0246 | 1442.0921 | 40223.6526
PA | SIG | MUNICIPAL | SOUTH MIDDLETON TOWNSHIP MUNICIPAL AUTHORITY | PA0044113 | 001 | 1.0147 | 1.471% | 0.6585 | 0.66819 | 16.7369 | 0.97158 | 4.383 | 37133.6455 | 2155.6138 | 9724.5557 | 25319.975 | 879.8124 | 2416.5323 | 14.4089 | 0.97158 | 4.383 | 29322 | 1977.1581 | 8919.494 | 19993.5206 | 806.9759 | 2216.4762 | 14.4089 | 1.7951 | 67.346 | 29322 | 3653 | 137049.0745 | 19993.5206 | 1490.9697 | 34056.4167
PA | SIG | MUNICIPAL | SPRINGETTSBURY TOWNSHIP | PA0026808 | 001 | 1.0091 | 0.9135% | 10.3477 | 10.4422 | 6.1161 | 0.73586 | 4.3718 | 189264.6357 | 22771.424 | 135288.0507 | 159297.2253 | 11220.4293 | 40934.1722 | 6.1161 | 0.73586 | 4.3718 | 194506.8493 | 23402.1422 | 139035.2317 | 163709.4076 | 11531.2105 | 42067.9587 | 8.6147 | 1.1486 | 43.0939 | 273969 | 36529 | 1370490.7445 | 230589.8371 | 17999.3602 | 414670.0608
PA | SIG | MUNICIPAL | SPRINGFIELD TWP SEW AUTH - HOL | PA0086860 | 001 | 1.8942 | 89.42% | 0.39084 | 0.74033 | 6.9871 | 1.5359 | 7.2141 | 9179.6383 | 2017.8742 | 9477.7473 | 6290.0324 | 795.8038 | 3329.3634 | 5.6703 | 0.75574 | 7.2141 | 12785 | 1704 | 16265.7648 | 8760.4828 | 672.019 | 5713.8728 | 5.6703 | 0.75574 | 9.4551 | 12785 | 1704 | 21318.7445 | 8760.4828 | 672.019 | 7488.8943
PA | SIG | MUNICIPAL | ST THOMAS TWP MUN AUTH | PA0081001 | 001 | 1.0466 | 4.663% | 0.22659 | 0.23715 | 19.8316 | 1.2619 | 4.2161 | 13089.7359 | 832.8958 | 2782.8116 | 12064.9313 | 612.0391 | 1601.7504 | 10.1154 | 1.2619 | 4.2161 | 7306 | 911.4137 | 3045.1498 | 6734.0081 | 669.7366 | 1752.7489 | 10.1154 | 1.3485 | 50.5995 | 7306 | 974 | 36546.4199 | 6734.0081 | 715.7271 | 21035.6465
PA | SIG | MUNICIPAL | ST. JOHNS | PA0046388 | 001 | 1.0479 | 4.785% | 0.74497 | 0.78062 | 4.7582 | 2.1643 | 5.1394 | 11365.5209 | 5169.743 | 12275.9264 | 8604.3512 | 2000.9267 | 2817.4895 | 4.7582 | 2.1643 | 5.1394 | 11312.2517 | 5145.5128 | 12218.3902 | 8564.0233 | 1991.5486 | 2804.2842 | 16.9015 | 2.2533 | 84.5477 | 40182 | 5357 | 201005.3092 | 30420.0786 | 2073.4038 | 46133.4105
PA | SIG | MUNICIPAL | STEWARTSTOWN BOROUGH | PA0036269 | 001 | 1.0179 | 1.788% | 0.29772 | 0.30305 | 5.7074 | 0.2463 | 8.4486 | 5327.8017 | 229.9142 | 7886.6487 | 5029.4751 | 197.1412 | 3763.7482 | 5.7074 | 0.2463 | 8.4486 | 5267.694 | 227.3203 | 7797.6723 | 4972.7331 | 194.917 | 3721.286 | 12.3679 | 1.6491 | 61.8714 | 11415 | 1522 | 57104.25 | 10775.825 | 1305.0472 | 27251.8821
PA | SIG | MUNICIPAL | SUNBURY CITY MUNICIPAL AUTHORITY | PA0026557 | 001 | 1.0057 | 0.5658% | 2.3434 | 2.3567 | 4.329 | 1.7952 | 4.8863 | 27414.875 | 11368.5082 | 30944.0411 | 21499.2957 | 5159.6126 | 8697.9839 | 4.329 | 1.425 | 4.8863 | 31070.5766 | 10228 | 35070.3477 | 24366.1704 | 4641.9915 | 9857.8372 | 10.688 | 1.425 | 53.4652 | 76711 | 10228 | 383737.4085 | 60158.3072 | 4641.9915 | 107863.7977
PA | SIG | MUNICIPAL | SWATARA TOWNSHIP | PA0026735 | 001 | 1.0076 | 0.7554% | 4.1586 | 4.19 | 4.2743 | 0.1695 | 4.1256 | 49584.3535 | 1966.3637 | 47859.5152 | 40077.7577 | 927.1686 | 12085.7383 | 4.2743 | 0.1695 | 4.1256 | 54543.3859 | 2163.0238 | 52646.043 | 44086.016 | 1019.8966 | 13294.4577 | 9.0407 | 1.2023 | 45.1072 | 115367 | 15342 | 575606.1128 | 93248.1791 | 7233.9721 | 145355.1053
PA | SIG | MUNICIPAL | TIADAGHTON VALLEY MUNI AUTH | PA0234079 | 001 | 1.0057 | 0.5697% | 0.62578 | 0.62934 | 4.4739 | 1.5452 | 11.5684 | 8365.2142 | 2889.1569 | 21630.6685 | 6724.566 | 1295.2889 | 6134.557 | 4.4739 | 1.5452 | 11.5684 | 8575.026 | 2961.6212 | 22173.1975 | 6893.228 | 1327.7767 | 6288.4208
PA | SIG | MUNICIPAL | TOWANDA MUNICIPAL AUTHORITY | PA0034576 | 001 | 1.0052 | 0.5191% | 0.73451 | 0.73832 | 7.993 | 1.9137 | 7.2373 | 16199.9336 | 3878.6291 | 14668.1512 | 12942.3314 | 1915.0004 | 4315.6609 | 7.993 | 1.2563 | 7.2373 | 17973.1794 | 2825 | 16273.728 | 14358.9998 | 1394.7908 | 4788.0534 | 12.413 | 1.2563 | 47.1335 | 27912 | 2825 | 105984.6175 | 22299.249 | 1394.7908 | 31182.7755
PA | SIG | MUNICIPAL | TREMONT MUNICIPAL AUTHORITY | PA0042951 | 001 | 1.0231 | 2.309% | 0.31554 | 0.32282 | 3.4563 | 0.31114 | 2.3719 | 3090.2588 | 278.1873 | 2120.6727 | 1579.5568 | 112.0654 | 547.171 | 3.4563 | 0.31114 | 2.3719 | 3398.1906 | 305.9075 | 2331.9891 | 1736.9532 | 123.2323 | 601.6943 | 9.2883 | 1.2388 | 46.4648 | 9132 | 1218 | 45683.0248 | 4667.736 | 490.6611 | 11787.0263
PA | SIG | MUNICIPAL | TRI-BORO MUNICIPAL AUTHORITY | PA0023736 | 001 | 1.0029 | 0.2925% | 0.29122 | 0.29207 | 16.1625 | 2.3192 | 9.0582 | 13485.5234 | 1935.0938 | 7557.8738 | 6943.8309 | 749.3481 | 1501.3239 | 10.2662 | 1.3693 | 9.0582 | 9132 | 1218 | 8057.4216 | 4702.1581 | 471.6598 | 1600.5559 | 10.2662 | 1.3693 | 51.3571 | 9132 | 1218 | 45683.0248 | 4702.1581 | 471.6598 | 9074.6444
PA | SIG | MUNICIPAL | TROY BORO | PA0028266 | 001 | 1.0137 | 1.372% | 0.22844 | 0.23158 | 8.1338 | 1.4127 | 7.705 | 5738.4675 | 996.6831 | 5435.9374 | 4039.165 | 417.5339 | 1202.2952 | 8.1338 | 1.381 | 7.705 | 5736.5588 | 974 | 5434.1293 | 4037.8215 | 408.0314 | 1201.8953 | 10.3591 | 1.381 | 51.8186 | 7306 | 974 | 36546.4199 | 5142.5123 | 408.0314 | 8083.166
PA | SIG | MUNICIPAL | TWIN BOROUGHS SANITARY AUTHORITY | PA0023264 | 001 | 1.0088 | 0.8781% | 0.45407 | 0.45805 | 7.9585 | 2.0191 | 5.2734 | 10610.6214 | 2691.8941 | 7030.7779 | 8612.5061 | 1077.7173 | 1790.9208 | 7.9585 | 1.5713 | 5.2734 | 11102.3825 | 2192 | 7356.6272 | 9011.6623 | 877.5815 | 1873.923 | 11.7832 | 1.5713 | 58.9444 | 16438 | 2192 | 82229.4447 | 13342.515 | 877.5815 | 20945.9644
PA | SIG | MUNICIPAL | TYRONE BOROUGH SEWER AUTHORITY | PA0026727 | 001 | 1.0407 | 4.069% | 6.5338 | 6.7997 | 2.9332 | 0.2177 | 4.4295 | 56947.5984 | 4226.6552 | 85997.9283 | 38913.4578 | 2205.4175 | 7965.8752 | 2.9332 | 0.2177 | 4.4295 | 60742.8508 | 4508.3392 | 91729.2295 | 41506.8313 | 2352.3968 | 8496.7581 | 8.0271 | 1.0584 | 60.0031 | 166231 | 21918 | 1242588.48 | 113589.0395 | 11436.547 | 115099.3397
PA | SIG | MUNICIPAL | UNION TWP STP | PA0024708 | 001 | 1.0197 | 1.972% | 0.14629 | 0.14917 | 2.7327 | 0.67635 | 3.2671 | 973.9489 | 241.0518 | 1164.4045 | 686.2167 | 99.7563 | 311.8699 | 2.7327 | 0.67635 | 3.2671 | 1241.5045 | 307.2716 | 1484.2805 | 874.7288 | 127.1605 | 397.5443 | 27.0673 | 3.4844 | 130.7218 | 12297 | 1583 | 59388.42 | 8664.1169 | 655.1048 | 15906.3802
PA | SIG | MUNICIPAL | UNIVERSITY AREA JOINT AUTHORITY | PA0026239 | 001 | 1.0181 | 1.812% | 4.3958 | 4.4754 | 11.6221 | 0.10888 | 1.7518 | 140211.4621 | 1313.5016 | 21134.3424 | 89839.0724 | 433.8378 | 1554.5183 | 11.6221 | 0.10888 | 1.7518 | 158411.4442 | 1483.9992 | 23877.6606 | 101500.5265 | 490.1516 | 1756.3007 | 12.0601 | 1.6081 | 20.1097 | 164381 | 21918 | 274098.1489 | 105325.4588 | 7239.3183 | 20161.0529
PA | SIG | MUNICIPAL | UPPER ALLEN TOWNSHIP | PA0024902 | 001 | 1.0147 | 1.466% | 0.66129 | 0.67098 | 3.4094 | 0.71909 | 4.0305 | 6647.3542 | 1402.0432 | 7858.4126 | 4532.5698 | 572.243 | 1952.7996 | 3.4094 | 0.71909 | 4.0305 | 6967.0272 | 1469.4678 | 8236.3258 | 4750.5423 | 599.7624 | 2046.7102 | 11.2508 | 1.311 | 49.182 | 22991 | 2679 | 100503.48 | 15676.6603 | 1093.4322 | 24974.9107
PA | SIG | MUNICIPAL | VALLEY JOINT SEW AUTH | PA0043681 | 001 | 1.0044 | 0.4404% | 1.1406 | 1.1456 | 3.4133 | 1.1361 | 5.0954 | 12434.6712 | 4138.816 | 18562.3619 | 9608.3375 | 1976.1224 | 4609.88 | 3.4133 | 1.1361 | 5.0954 | 11908.7977 | 3963.7818 | 17777.343 | 9201.9923 | 1892.5504 | 4414.9241 | 12.1011 | 1.5704 | 58.9221 | 42220 | 5479 | 205575.3 | 32623.6219 | 2616.0076 | 51053.7115
PA | SIG | MUNICIPAL | WASHINGTON TOWNSHIP MUNICIPAL | PA0080225 | 001 | 1.0066 | 0.664% | 0.86466 | 0.8704 | 5.0164 | 1.0837 | 5.8604 | 13844.7232 | 2990.841 | 16174.1181 | 12567.5733 | 2144.3399 | 10854.4934 | 5.0164 | 1.0837 | 5.8604 | 13297.7747 | 2872.6851 | 15535.1448 | 12071.0798 | 2059.6258 | 10425.6767 | 13.5741 | 1.7821 | 66.8657 | 35983 | 4724 | 177251.592 | 32663.6353 | 3386.9609 | 118954.0119
PA | SIG | MUNICIPAL | WAYNESBORO BOROUGH | PA0020621 | 001 | 1.0067 | 0.6657% | 0.86722 | 0.873 | 9.3532 | 0.65157 | 3.6387 | 24896.4214 | 1734.3433 | 9685.3649 | 21506.4811 | 1243.4701 | 6499.874 | 9.3532 | 0.65157 | 3.6387 | 24867.9858 | 1732.3624 | 9674.3027 | 21481.9173 | 1242.0499 | 6492.4501 | 10.9912 | 1.4653 | 54.9827 | 29223 | 3896 | 146185.6794 | 25243.9452 | 2793.3107 | 98105.5959
PA | SIG | MUNICIPAL | WELLSBORO MUNICIPAL AUTHORITY | PA0021687 | 001 | 1.0357 | 3.574% | 1.0631 | 1.1011 | 8.8399 | 1.3633 | 7.8473 | 27220.1659 | 4197.9812 | 24163.6065 | 12108.5631 | 1537.751 | 4656.4532 | 8.8399 | 1.3633 | 7.8473 | 29645.7982 | 4572.07 | 26316.864 | 13187.5764 | 1674.7824 | 5071.3972 | 13.7252 | 1.4525 | 54.4885 | 46029 | 4871 | 182733.6 | 20475.4465 | 1784.2827 | 35213.7191
PA | SIG | MUNICIPAL | WEST BRANCH REGIONAL AUTH | PA0234117 | 001 | 1.0375 | 3.75% | 0.85872 | 0.89093 | 8.9411 | 1.0057 | 6.7254 | 32698.642 | 3677.8809 | 24595.3084 | 25600.3744 | 1557.0309 | 4778.4615 | 8.9411 | 1.0057 | 6.7254 | 24260.6415 | 2728.7907 | 18248.4019 | 18994.107 | 1155.2335 | 3545.3625
PA | SIG | MUNICIPAL | WEST BRANCH SA | PA0205869 | 001 | 1.1485 | 14.85% | 0.41687 | 0.47879 | 12.2958 | 1.0095 | 6.7006 | 16925.6107 | 1389.652 | 9223.6287 | 9380.6795 | 324.5816 | 829.7103 | 11.273 | 1.0095 | 6.7006 | 16438 | 1472.0634 | 9770.6234 | 9110.431 | 343.8304 | 878.9151 | 11.273 | 1.5032 | 56.392 | 16438 | 2192 | 82229.4447 | 9110.431 | 511.9863 | 7396.9385
PA | SIG | MUNICIPAL | WEST EARL SEW AUTH | PA0081949 | 001 | 1.0194 | 1.935% | 0.24406 | 0.24879 | 3.5026 | 0.61578 | 2.7111 | 2785.1982 | 489.6626 | 2155.8547 | 1762.2544 | 275.1016 | 889.0028 | 3.5026 | 0.61578 | 2.7111 | 2653.8704 | 466.574 | 2054.2018 | 1679.1605 | 262.13 | 847.0845 | 10.8474 | 1.4465 | 65.1163 | 8219 | 1096 | 49338.072 | 5200.3369 | 615.7532 | 20345.3808
PA | SIG | MUNICIPAL | WEST HANOVER | PA0085511 | 001 | 1.0074 | 0.7389% | 0.43811 | 0.44135 | 7.7286 | 0.5867 | 9.3072 | 10177.9082 | 772.6256 | 12256.7853 | 6931.7525 | 325.6924 | 2726.6478 | 7.7286 | 0.5867 | 9.3072 | 10388.4608 | 788.6091 | 12510.3441 | 7075.1511 | 332.4301 | 2783.0546 | 12.2724 | 1.4135 | 53.0193 | 16496 | 1900 | 71266.104 | 11234.7435 | 800.9255 | 15853.8769
PA | SIG | MUNICIPAL | WESTERN CLINTON COUNTY MUNICIPAL AUTHORITY | PA0043893 | 001 | 1.3351 | 33.51% | 0.3048 | 0.40694 | 6.5728 | 1.5673 | 4.4584 | 5440.2713 | 1297.2318 | 3690.1507 | 3903.9976 | 300.1175 | 481.4472 | 6.5728 | 1.5673 | 4.4584 | 8146.1419 | 1942.4462 | 5525.55 | 5845.7597 | 449.3894 | 720.9084 | 13.2632 | 1.7686 | 66.3479 | 16438 | 2192 | 82229.4447 | 11796.0869 | 507.1242 | 10728.3256
PA | SIG | MUNICIPAL | WESTFIELD BORO | PA0021881 | 001 | 1.0492 | 4.918% | 0.2329 | 0.24435 | 11.9267 | 1.5827 | 12.611 | 7942.5453 | 1054.0205 | 8398.2438 | 3899.258 | 300.9496 | 580.643 | 11.2903 | 1.505 | 12.611 | 8402 | 1120 | 9384.8868 | 4124.8195 | 319.7884 | 648.8581 | 11.2903 | 1.505 | 56.4761 | 8402 | 1120 | 42028.3828 | 4124.8195 | 319.7884 | 2905.7843
PA | SIG | MUNICIPAL | WHITE DEER TOWNSHIP | PA0020800 | 001 | 1.0691 | 6.913% | 0.28356 | 0.30316 | 9.4874 | 1.3054 | 6.0676 | 9281.6688 | 1277.1052 | 5936.0384 | 7318.525 | 581.1531 | 1658.4132 | 9.4874 | 1.3054 | 6.0676 | 8759.6186 | 1205.2741 | 5602.1642 | 6906.8924 | 548.466 | 1565.1352 | 11.8696 | 1.5824 | 59.3745 | 10959 | 1461 | 54819.6297 | 8641.0878 | 664.8353 | 15315.5335
PA | SIG | MUNICIPAL | WILLIAMSBURG BOROUGH | PA0021539 | 001 | 1.0108 | 1.082% | 0.16733 | 0.16914 | 4.4052 | 2.2266 | 4.637 | 1896.9375 | 958.7975 | 1996.7275 | 1455.0206 | 491.6896 | 251.7753 | 4.4052 | 1.8908 | 4.637 | 2269.2646 | 974 | 2388.6413 | 1740.6092 | 499.4857 | 301.1933 | 14.1829 | 1.8908 | 58.7085 | 7306 | 974 | 30242.4108 | 5603.9699 | 499.4857 | 3813.3857
PA | SIG | MUNICIPAL | WILLIAMSPORT SANITARY AUTHORITY-CENTRAL | PA0027057 | 001 | 1.0112 | 1.121% | 5.791 | 5.8559 | 4.5217 | 0.84115 | 5.6741 | 76728.6279 | 14273.4679 | 96283.5354 | 62813.4454 | 7157.9153 | 26076.6528 | 4.5217 | 0.84115 | 5.6741 | 80642.4726 | 15001.5422 | 101194.8548 | 66017.4917 | 7523.0328 | 27406.7948 | 8.6026 | 1.147 | 53.7919 | 153423 | 20456 | 959351.4 | 125598.8475 | 10258.3559 | 259822.962
PA | SIG | MUNICIPAL | WILLIAMSPORT SANITARY AUTHORITY-WEST | PA0027049 | 001 | 1.0112 | 1.118% | 2.2033 | 2.2279 | 9.5309 | 2.3095 | 9.3495 | 57611.8341 | 13959.973 | 56515.3472 | 46420.1943 | 6396.2445 | 16092.2366 | 9.5309 | 1.4069 | 9.3495 | 64670.573 | 9546 | 63439.7419 | 52107.7068 | 4373.8301 | 18063.8957 | 11.4286 | 1.4069 | 77.4168 | 77547 | 9546 | 525298.1888 | 62482.767 | 4373.8301 | 149573.9332
PA | SIG | MUNICIPAL | WILLIAMSTOWN BORO SEW AUTH | PA0021491 | 001 | 1.0483 | 4.831% | 0.23873 | 0.25026 | 3.0004 | 0.61182 | 5.235 | 1892.0546 | 385.8163 | 3301.1951 | 1519.2037 | 175.0564 | 964.6743 | 3.0004 | 0.61182 | 5.235 | 2286.885 | 466.3277 | 3990.0824 | 1836.2283 | 211.5868 | 1165.9808 | 9.5855 | 1.2779 | 53.943 | 7306 | 974 | 41115.06 | 5866.2697 | 441.933 | 12014.6314
PA | SIG | MUNICIPAL | WOODWARD TWP SEW & WAT AUTH | PA0208922 | 001 | 1.0324 | 3.236% | 0.33416 | 0.34497 | 4.5794 | 0.85303 | 2.5012 | 4952.2929 | 922.492 | 2704.8119 | 2757.131 | 376.05 | 585.6513 | 4.5794 | 0.85303 | 2.5012 | 4811.2903 | 896.2267 | 2627.8 | 2678.6295 | 365.3431 | 568.9765 | 9.7351 | 1.2983 | 48.6995 | 10228 | 1364 | 51165.408 | 5694.3191 | 556.0289 | 11078.4364
PA | SIG | MUNICIPAL | WRIGHTSVILLE BORO MUN AUTH | PA0023442 | 001 | 1.0102 | 1.024% | 0.28739 | 0.29033 | 4.137 | 0.535 | 8.0694 | 3489.7645 | 451.3002 | 6806.8892 | 2806.8675 | 174.2584 | 2250.133 | 4.137 | 0.535 | 8.0694 | 3657.9989 | 473.0564 | 7135.0352 | 2942.1808 | 182.6591 | 2358.6073 | 8.2627 | 1.1015 | 41.3322 | 7306 | 974 | 36546.4199 | 5876.3203 | 376.0861 | 12081.0409
PA | SIG | MUNICIPAL | WYOMING VALLEY | PA0026107 | 001 | 1.0117 | 1.166% | 23.4855 | 23.7594 | 4.2309 | 0.64719 | 7.0315 | 309773.5866 | 47385.9932 | 514832.3096 | 251941.7985 | 24331.789 | 129399.4936 | 4.2309 | 0.64719 | 7.0315 | 306147.6521 | 46831.3348 | 508806.1397 | 248992.7914 | 24046.9826 | 127884.858 | 8.0772 | 1.077 | 63.133 | 584467 | 77929 | 4568340 | 475352.559 | 40015.0309 | 1148220.2489
PA | SIG | MUNICIPAL | YORK CITY | PA0026263 | 001 | 1.0091 | 0.9134% | 11.8056 | 11.9134 | 8.3544 | 0.80681 | 4.4409 | 298461.582 | 28823.1942 | 158652.2463 | 251204.361 | 14202.3887 | 48003.4884 | 8.3544 | 0.80681 | 4.4409 | 303123.5783 | 29273.4151 | 161130.4084 | 255128.1954 | 14424.2313 | 48753.3072 | 13.0882 | 1.7451 | 65.4717 | 474880 | 63317 | 2375517.2904 | 399689.3877 | 31198.9239 | 718761.4386
PA | SIG | MUNICIPAL | ZERBE TOWNSHIP | PA0038865 | 001 | 1.0306 | 3.06% | 0.21021 | 0.21665 | 5.2183 | 1.3077 | 4.9487 | 3485.9616 | 873.5935 | 3305.8511 | 2525.4073 | 363.193 | 1149.1097 | 5.2183 | 1.3077 | 4.9487 | 3443.0789 | 862.8469 | 3265.184 | 2494.3409 | 358.7251 | 1134.9739 | 15.0733 | 4.3339 | 49.8509 | 9945.4719 | 2859.5698 | 32892.048 | 7205.0041 | 1188.8546 | 11433.235
PA | SIG | INDUSTRIAL | APPLETON PAPER SPRINGMILL | PA0008265 | 001 | 1 | 0% | 4.8656 | 4.8656 | 4.5523 | 1.4959 | 13.8891 | 66831.0499 | 21961.0868 | 203903.9551 | 50982.0607 | 11664.8578 | 19353.1876 | 4.1614 | 0.49715 | 15.2192 | 61666 | 7367 | 225525.7242 | 47041.9029 | 3913.0581 | 21405.38 | 4.1614 | 0.49715 | 99.4737 | 61666 | 7367 | 1474051.04 | 47041.9029 | 3913.0581 | 139906.9788
PA | SIG | INDUSTRIAL | CONSOLIDATED RAIL CORPORATION-ENOLA | PA0009229 | 001 | 1 | 0% | 0.25405 | 0.25405 | 2.6374 | 0.099727 | 9.9727 | 1609.5079 | 60.8595 | 6085.9506 | 1268.5454 | 22.5398 | 1260.4823 | 3.2816 | 0.1202 | 10.361 | 2539 | 93 | 8016.4857 | 2001.1314 | 34.4432 | 1660.3222 | 3.2816 | 0.1202 | 59.0441 | 2539 | 93 | 45683.4 | 2001.1314 | 34.4432 | 9461.6474
PA | SIG | INDUSTRIAL | EMPIRE KOSHER POULTRY-MIFFLINT | PA0007552 | 001 | 1 | 0% | 0.76274 | 0.76274 | 5.1034 | 0.1986 | 8.5698 | 14256.8761 | 554.8238 | 23940.9126 | 11572.1246 | 222.1273 | 6098.3691 | 8.866 | 0.29727 | 12.6412 | 20595.5235 | 690.5418 | 29365.376 | 16717.1239 | 276.4629 | 7480.1201 | 9.4396 | 0.31856 | 69.8006 | 21928 | 740 | 162145.6144 | 17798.6781 | 296.2638 | 41302.6778
PA | SIG | INDUSTRIAL | FARMER'S PRIDE INC | PA0035157 | 001 | 1 | 0% | 0.62977 | 0.62977 | 28.7898 | 0.52545 | 1.7688 | 54280.5194 | 990.6911 | 3334.9007 | 36917.6699 | 462.6467 | 892.4972 | 8.5704 | 0.63828 | 5.4141 | 16438 | 1224.2198 | 10384.1733 | 11179.9346 | 571.7031 | 2779.0468 | 8.5704 | 0.71429 | 18.1496 | 16438 | 1370 | 34810.7508 | 11179.9346 | 639.7816 | 9316.1684
PA | SIG | INDUSTRIAL | FURMAN FOODS | PA0110540 | 001 | 1 | 0% | 0.43456 | 0.43456 | 56.9413 | 17.2332 | 25.8586 | 80965.5413 | 24504.1008 | 36768.6267 | 62168.5966 | 11005.5222 | 10438.0181 | 34.3415 | 1.2271 | 21.4748 | 45450 | 1624 | 28421.3026 | 34898.3366 | 729.3868 | 8068.3479 | 34.3415 | 1.2271 | 174.315 | 45450 | 1624 | 230701.17 | 34898.3366 | 729.3868 | 65492.3286
PA | SIG | INDUSTRIAL | GLENDALE VALLEY MUN AUTH | PA0253812 | 001 | 1 | 0% | 0.073863 | 0.073863 | 14.3516 | 3.2106 | 8.9265 | 6354.3454 | 1421.5135 | 3952.31 | 3254.2475 | 492.0388 | 957.3489 | 16.8887 | 3.4317 | 9.4001 | 3799.1808 | 771.9693 | 2114.5952 | 1945.6724 | 267.2073 | 512.2081 | 34.7093 | 4.6276 | 182.7707 | 7808 | 1041 | 41115.06 | 3998.7069 | 360.3289 | 9959.1013
PA | SIG | INDUSTRIAL | GOLD MILLS DYEHOUSE | PA0008231 | 001 | 1 | 0% | 0.38843 | 0.38843 | 11.6195 | 0.89035 | 25.6728 | 16864.781 | 1292.2619 | 37261.8628 | 8620.2743 | 520.5769 | 9614.218 | 5.9722 | 0.22908 | 20.3877 | 7065 | 271 | 24118.3676 | 3611.2084 | 109.1701 | 6222.9643 | 5.9722 | 0.22908 | 128.7234 | 7065 | 271 | 152278 | 3611.2084 | 109.1701 | 39290.4105
PA | SIG | INDUSTRIAL | HANOVER FOODS CORP | PA0044741 | 001 | 1 | 0% | 0.71506 | 0.71506 | 6.3302 | 0.92319 | 25.3265 | 13517.505 | 1971.388 | 54082.2368 | 8577.26 | 809.544 | 17226.832 | 12.1157 | 0.44954 | 25.4933 | 26385 | 979 | 55518.1886 | 16742.0693 | 402.0231 | 17684.2261 | 12.1157 | 0.44954 | 26.9768 | 26385 | 979 | 58748.8524 | 16742.0693 | 402.0231 | 18713.2905
PA | SIG | INDUSTRIAL | HEINZ PET FOODS | PA0009270 | 001 | 1 | 0% | 0.40636 | 0.40636 | 14.9456 | 5.9585 | 19.0918 | 19443.4395 | 7751.7064 | 24837.3595 | 15652.3444 | 3757.9171 | 7309.7385 | 25.4036 | 1.2056 | 19.2311 | 31439.3021 | 1492 | 23800.2757 | 25309.2454 | 723.3004 | 7004.5204 | 26.823 | 1.2056 | 290.6426 | 33196 | 1492 | 359697.434 | 26723.4212 | 723.3004 | 105860.4545
PA | SIG | INDUSTRIAL | KEYSTONE PROTEIN COMPANY | PA0080829 | 001 | 1 | 0% | 0.076154 | 0.076154 | 210.982 | 0.097104 | 4.5615 | 53381.3686 | 24.5688 | 1154.1312 | 35630.0041 | 11.4735 | 308.8724 | 85.31 | 0.1709 | 5.3027 | 19786 | 39.6366 | 1229.8608 | 13206.3916 | 18.51 | 329.1394 | 85.31 | 1.6427 | 9.8485 | 19786 | 381 | 2284.17 | 13206.3916 | 177.9247 | 611.2971
PA | SIG | INDUSTRIAL | MERCK & COMPANY | PA0008419 | 001 | 1 | 0% | 3.9635 | 3.9635 | 1.656 | 0.10697 | 8.6463 | 7328.6687 | 473.3843 | 38264.1079 | 5877.7514 | 217.9152 | 11184.9529 | 2.7951 | 0.41102 | 8.6756 | 33739.5426 | 4961.3717 | 104722.6991 | 27059.8456 | 2283.8908 | 30611.4143 | 3.6863 | 0.97325 | 395.3995 | 44497 | 11748 | 4772838.0337 | 35687.56 | 5408.0102 | 1395144.7361
PA | SIG | INDUSTRIAL | MOTTS INC | PA0009326 | 001 | 1 | 0% | 0.4173 | 0.4173 | 19.9359 | 0.10055 | 2.6657 | 20710.0266 | 104.4502 | 2769.2067 | 12852.7901 | 19.6914 | 170.1513 | 14.6707 | 0.15181 | 3.4515 | 18645 | 192.9354 | 4386.4518 | 11571.2199 | 36.373 | 269.5214 | 14.6707 | 0.57361 | 74.7672 | 18645 | 729 | 95021.472 | 11571.2199 | 137.4341 | 5838.5054
PA | SIG | INDUSTRIAL | NATIONAL GYPSUM COMPANY-MILTON PLANT | PA0008591 | 001 | 1 | 0% | 0.099635 | 0.099635 | 16.7239 | 0.22327 | 29.9429 | 6667.6554 | 89.0139 | 11937.8943 | 5106.023 | 40.5062 | 3335.2144 | 9.0279 | 0.22477 | 47.565 | 2739.4644 | 68.2052 | 14433.3003 | 2097.8541 | 31.0371 | 4032.3821 | 9.089 | 0.43501 | 903.2997 | 2758 | 132 | 274100.4 | 2112.0485 | 60.0673 | 76578.2963
PA | SIG | INDUSTRIAL | NEW MORGAN LANDFILL CO INC | PA0055328 | 001 | 1 | 0% | 0.0092746 | 0.0092746 | 55.4684 | 0.27 | 7.0771 | 5740.8736 | 27.9445 | 732.4662 | 3165.5067 | 8.6303 | 101.5485 | 43.6669 | 0.37826 | 7.3685 | 1233.4269 | 10.6844 | 208.1335 | 680.1092 | 3.2997 | 28.8555 | 442.5362 | 2.2658 | 145.5592 | 12500 | 64 | 4111.506 | 6892.4761 | 19.7655 | 570.0157
PA | SIG | INDUSTRIAL | OSRAM SYLVANIA PRODUCTS, INC. | PA0009024 | 001 | 1 | 0% | 2.9733 | 2.9733 | 8.9242 | 0.080578 | 3.9163 | 95319.3541 | 860.6483 | 41829.4182 | 76151.8348 | 424.929 | 12307.044 | 20.7266 | 0.12542 | 4.3217 | 187686.2322 | 1135.7208 | 39134.2066 | 149944.8994 | 560.7408 | 11514.0594 | 66.3162 | 0.17415 | 15.6469 | 600515 | 1577 | 141687.9233 | 479759.0116 | 778.6142 | 41687.3958
PA | SIG | INDUSTRIAL | PAPETTI'S ACQUISTION INC (QUAKER STATE FARMS) | PA0009911 | 001 | 1 | 0% | 0.13856 | 0.13856 | 133.923 | 15.6839 | 10.5474 | 57331.6101 | 6714.1948 | 4515.2835 | 32879.25 | 2877.5599 | 1459.3543 | 19.204 | 1.2607 | 36.6912 | 8104 | 532 | 15483.535 | 4647.5835 | 228.0038 | 5004.329 | 19.204 | 1.2607 | 63.8707 | 8104 | 532 | 26953.206 | 4647.5835 | 228.0038 | 8711.364
PA | SIG | INDUSTRIAL | PENNFIELD FARMS INC (BC NATURAL CHICKEN LLC) | PA0024228 | 001 | 1 | 0% | 0.26338 | 0.26338 |  |  |  | 0 | 0 | 0 | 0 | 0 | 0 | 23.6644 | 0.95496 | 11.9151 | 18982 | 766 | 9557.4745 | 12910.1788 | 357.7173 | 2557.803 | 23.6644 | 0.95496 | 22.781 | 18982 | 766 | 18273.36 | 12910.1788 | 357.7173 | 4890.3771
PA | SIG | INDUSTRIAL | POPE & TALBOT WIS INC. | PA0007919 | 001 | 1 | 0% | 1.7852 | 1.7852 | 5.2329 | 0.27856 | 134.5803 | 13406.9801 | 713.6734 | 344800.8346 | 10157.5886 | 312.4516 | 82768.4253 | 7.0211 | 0.357 | 21.006 | 38173.4968 | 1941 | 114208.5 | 28921.5523 | 849.7844 | 27415.4142 | 7.4617 | 0.357 | 21.006 | 40569 | 1941 | 114208.5 | 30736.4678 | 849.7844 | 27415.4142
PA | SIG | INDUSTRIAL | PPL MONTOUR LLC | PA0008443 | 001 | 1 | 0% | 7.5345 | 7.5345 | 3.0978 | 0.011547 | 5.1151 | 63681.5218 | 237.383 | 105153.3909 | 44422.7295 | 98.3976 | 21423.0896 | 3.1704 | 0.010415 | 7.9634 | 72749 | 238.9906 | 182733.6 | 50747.9887 | 99.0639 | 37228.6453 | 3.1704 | 0.052295 | 7.9634 | 72749 | 1200 | 182733.6 | 50747.9887 | 497.4116 | 37228.6453
PA | SIG | INDUSTRIAL | PROCTOR & GAMBLE PAPER PRODUCTS | PA0008885 | 001 | 1 | 0% | 7.4094 | 7.4094 | 3.1188 | 0.0058766 | 14.2401 | 70684.5931 | 133.1861 | 322732.7137 | 56361.4412 | 67.1058 | 83681.1829 | 3.8062 | 0.061761 | 14.9204 | 85890.0546 | 1393.6749 | 336690.6951 | 68485.7484 | 702.2026 | 87300.34 | 4.4475 | 0.24112 | 159.1247 | 100360 | 5441 | 3590766.3644 | 80023.5806 | 2741.446 | 931047.7813
PA | SIG | INDUSTRIAL | REPUBLIC SERVICES OF PA LLC | PA0046680 | 001 | 1 | 0% | 0.18454 | 0.18454 | 99.8265 | 0.82059 | 5.3254 | 62326.8305 | 512.3372 | 3324.894 | 39309.9955 | 197.8264 | 1099.1003 | 72.5984 | 0.23308 | 7.2707 | 40803 | 131 | 4086.3873 | 25734.7555 | 50.5824 | 1350.8248 | 72.5984 | 0.23308 | 27.0939 | 40803 | 131 | 15227.8 | 25734.7555 | 50.5824 | 5033.8084
PA | SIG | INDUSTRIAL | TAYLOR PACKING CO INC | PA0111759 | 001 | 1 | 0% | 0.49803 | 0.49803 | 11.0631 | 0.73969 | 14.1145 | 17296.9616 | 1156.4883 | 22067.6292 | 13746.2585 | 483.5206 | 4440.6359 | 12.845 | 0.80302 | 17.2721 | 19483 | 1218 | 26197.9026 | 15483.5491 | 509.2383 | 5271.7647 | 12.845 | 0.80302 | 120.4752 | 19483 | 1218 | 182733.6 | 15483.5491 | 509.2383 | 36771.2083
PA | SIG | INDUSTRIAL | TYSON FOODS | PA0035092 | 001 | 1 | 0% | 0.77822 | 0.77822 | 13.0643 | 0.15006 | 4.9168 | 29971.3328 | 344.2678 | 11279.8317 | 16418.4183 | 196.5128 | 4217.7875 | 23.1187 | 0.12238 | 6.6238 | 54794 | 290.0533 | 15699.0588 | 30016.3766 | 165.5665 | 5870.2377 | 23.1187 | 0.23585 | 38.5496 | 54794 | 559 | 91366.8 | 30016.3766 | 319.0849 | 34164.1397
PA | SIG | INDUSTRIAL | WISE FOODS INC | PA0007498 | 001 | 1 | 0% | 0.29803 | 0.29803 | 6.0682 | 0.64705 | 71.8862 | 5123.1802 | 546.279 | 60690.6814 | 4124.259 | 264.8283 | 17861.5206 | 10.6378 | 0.52675 | 73.5665 | 9655.4797 | 478.1099 | 66773.0861 | 7772.8477 | 231.7809 | 19651.5976 | 21.9874 | 0.98936 | 150.5918 | 19957 | 898 | 136685.5252 | 16065.7705 | 435.3376 | 40227.1199
PA | INSIG | MUNICIPAL | ABBOTT TWP | PA0229460 | 001 | 1.0892 | 8.923% | 0.015008 | 0.016347 | 32.3359 | 4.7946 | 19.9454 | 1485.3173 | 220.2335 | 916.1712 | 879.6873 | 39.4705 | 39.639 | 25.9175 | 4.7946 | 19.9454 | 1290.3593 | 238.7073 | 993.022 | 764.2224 | 42.7814 | 42.9641 | 25.9175 | 7.4942 | 27.5272 | 1290.3593 | 373.1155 | 1370.502 | 764.2224 | 66.8702 | 59.2961
PA | INSIG | MUNICIPAL | ABBOTTSTOWN-PARADISE JSA | PA0082368 | 001 | 1.0082 | 0.8225% | 0.35019 | 0.35307 | 2.3951 | 0.57818 | 29.918 | 2567.0137 | 619.6932 | 32065.992 | 1595.7162 | 114.6123 | 1777.5808 | 2.3951 | 0.57818 | 29.739 | 2575.4147 | 621.7212 | 31978.38 | 1600.9385 | 114.9874 | 1772.724 | 4.3674 | 2.4912 | 29.739 | 4696.3138 | 2678.7782 | 31978.38 | 2919.3393 | 495.4402 | 1772.724
PA | INSIG | MUNICIPAL | ACKLEY TIMOTHY SINGLE RESIDENCE | PAG044960 | 001 | 1.0461 | 4.605% | 0.00040027 | 0.00041871 | 24.5587 | 4.0931 | 9.9727 | 30.0822 | 5.0137 | 12.2156 | 19.5666 | 2.2177 | 3.2144 | 20.494 | 4.0931 | 9.9727 | 26.1339 | 5.2195 | 12.7171 | 16.9985 | 2.3087 | 3.3464 | 20.494 | 6.6605 | 28.6597 | 26.1339 | 8.4935 | 36.5467 | 16.9985 | 3.7568 | 9.6169
PA | INSIG | MUNICIPAL | ADAMS CO BOARD COMMISSIONERS | PA0088749 | 001 | 1.0294 | 2.943% | 0.22793 | 0.23463 | 9.0194 | 0.2964 | 29.918 | 6407.8347 | 210.5753 | 21255.1718 | 3774.3888 | 39.6985 | 1306.0041 | 7.7901 | 0.2964 | 28.7681 | 5566.7626 | 211.8045 | 20557.53 | 3278.9745 | 39.9303 | 1263.1382 | 7.7901 | 0.49988 | 28.7681 | 5566.7626 | 357.2135 | 20557.53 | 3278.9745 | 67.3434 | 1263.1382
PA | INSIG | MUNICIPAL | ADCIM LLC - KELLER FARM DIV | PA0247821 | 001 | 1.0294 | 2.943% | 0.01801 | 0.01854 | 1.8192 | 0.16372 | 0 | 100.274 | 9.0247 | 0 | 52.0639 | 6.5054 | 0 | 1.5428 | 0.16372 | 0 | 87.1112 | 9.2446 | 0 | 45.2296 | 6.6639 | 0 | 1.5428 | 0.27036 | 29.1264 | 87.1112 | 15.2659 | 1644.6024 | 45.2296 | 11.0044 | 935.0546
PA | INSIG | MUNICIPAL | ADRIAN SFTF | PAG045144 | 001 | 1.0534 | 5.342% | 0.00040027 | 0.00042165 | 24.5587 | 4.0931 | 9.9727 | 30.0822 | 5.0137 | 12.2156 | 14.7452 | 1.7655 | 0.67745 | 20.3507 | 4.0931 | 9.9727 | 26.1339 | 5.2563 | 12.8067 | 12.8099 | 1.851 | 0.71023 | 20.3507 | 6.614 | 28.4593 | 26.1339 | 8.4935 | 36.5467 | 12.8099 | 2.9909 | 2.0268
PA | INSIG | MUNICIPAL | ALEXANDRIA BORO PORTER TWP JSA | PA0043443 | 001 | 1.0191 | 1.912% | 0.24013 | 0.24472 | 4.366 | 1.0915 | 0 | 3208.7671 | 802.1918 | 0 | 2450.3197 | 381.9431 | 0 | 3.7401 | 1.0915 | 0 | 2787.5579 | 813.5154 | 0 | 2128.6705 | 387.3346 | 0 | 3.7401 | 1.8234 | 29.421 | 2787.5579 | 1359.0403 | 21928.032 | 2128.6705 | 647.0723 | 2575.7144
PA | INSIG | MUNICIPAL | ALL AMERICAN PLAZAS INC - FRYSTOWN | PA0070360 | 001 | 1.0988 | 9.88% | 0.040022 | 0.043976 | 33.7015 | 1.4065 | 29.918 | 4128.1199 | 172.2797 | 3664.6848 | 2903.7098 | 78.2455 | 918.6268 | 26.7768 | 1.4065 | 27.2875 | 3586.276 | 188.3717 | 3654.672 | 2522.5781 | 85.5541 | 916.1169 | 26.7768 | 2.1793 | 27.2875 | 3586.276 | 291.873 | 3654.672 | 2522.5781 | 132.5621 | 916.1169
PA | INSIG | MUNICIPAL | ALL AMERICAN TRAVEL PLAZAS INC | PA0084115 | 001 | 1.0388 | 3.877% | 0.0080044 | 0.0083147 | 56.5578 | 1.3158 | 29.918 | 1385.5636 | 32.2338 | 732.937 | 1024.0081 | 13.0057 | 194.9077 | 47.5338 | 1.3158 | 28.8645 | 1203.6989 | 33.319 | 730.9344 | 889.6 | 13.4436 | 194.3752 | 47.5338 | 2.1565 | 28.8645 | 1203.6989 | 54.6098 | 730.9344 | 889.6 | 22.034 | 194.3752
PA | INSIG | MUNICIPAL | ALL AMERICAN TRAVEL PLAZAS INC | PA0112119 | 001 | 1.0306 | 3.06% | 0.075041 | 0.077338 | 31.5484 | 8.1049 | 29.918 | 7245.7294 | 1861.4542 | 6871.284 | 4969.6804 | 858.869 | 1880.0509 | 26.7249 | 8.1049 | 29.0932 | 6294.678 | 1908.9963 | 6852.51 | 4317.3759 | 880.8048 | 1874.9142 | 26.7249 | 13.3892 | 29.0932 | 6294.678 | 3153.6407 | 6852.51 | 4317.3759 | 1455.0798 | 1874.9142
PA | INSIG | MUNICIPAL | ALLEGRIPPIS LLC | PAG043934 | 001 | 1.1122 | 11.22% | 0.0008011 | 0.00089096 | 24.9197 | 3.9872 | 9.9727 | 61.0488 | 9.7678 | 24.4312 | 36.8556 | 1.8803 | 1.6462 | 24.9197 | 3.9872 | 9.9727 | 67.6189 | 10.819 | 27.0606 | 40.822 | 2.0827 | 1.8233
PA | INSIG | MUNICIPAL | ALLEN DORMUTH SRSTP | PA0228486 | 001 | 1.1079 | 10.79% | 0.00040022 | 0.00044339 | 24.9197 | 3.9872 | 19.9454 | 30.5244 | 4.8839 | 24.4312 | 21.9046 | 1.1299 | 3.1875 | 19.6375 | 3.9872 | 19.9454 | 26.5179 | 5.3841 | 26.9336 | 19.0295 | 1.2456 | 3.514 | 19.6375 | 6.1274 | 27.0642 | 26.5179 | 8.2742 | 36.5467 | 19.0295 | 1.9143 | 4.7682
PA | INSIG | MUNICIPAL | ALTENDERFER, GINNY L. | PAG044839 | 001 | 1.0466 | 4.663% | 0.00040027 | 0.00041894 | 24.5587 | 4.0931 | 9.9727 | 30.0822 | 5.0137 | 12.2156 | 20.7806 | 3.6842 | 7.0312 | 20.4827 | 4.0931 | 9.9727 | 26.1339 | 5.2224 | 12.7242 | 18.0531 | 3.8376 | 7.3239 | 20.4827 | 6.6568 | 28.6438 | 26.1339 | 8.4935 | 36.5467 | 18.0531 | 6.2413 | 21.0358
PA | INSIG | MUNICIPAL | ANDREW VOGELSONG SFTF | PA0229016 | 001 | 1.0375 | 3.75% | 0.00056044 | 0.00058146 | 24.5587 | 4.0931 | 19.9454 | 60.1644 | 10.0274 | 48.8625 | 44.5401 | 3.7147 | 14.1201 | 14.9746 | 4.0931 | 19.9454 | 26.5179 | 7.2483 | 35.3204 | 19.6314 | 2.6852 | 10.2068 | 14.9746 | 4.6724 | 20.6379 | 26.5179 | 8.2742 | 36.5467 | 19.6314 | 3.0653 | 10.5612
PA | INSIG | MUNICIPAL | ANNE HICKS SEW SYS | PAG044873 | 001 | 1.0534 | 5.342% | 0.00040027 | 0.00042165 | 24.5587 | 4.0931 | 9.9727 | 30.0822 | 5.0137 | 12.2156 | 14.9588 | 2.042 | 0.86193 | 20.3507 | 4.0931 | 9.9727 | 26.1339 | 5.2563 | 12.8067 | 12.9954 | 2.1408 | 0.90364 | 20.3507 | 6.614 | 28.4593 | 26.1339 | 8.4935 | 36.5467 | 12.9954 | 3.4593 | 2.5787
PA | INSIG | MUNICIPAL | ANSTADT, CHARLES F. | PA0112500 | 001 | 1.0384 | 3.845% |  | 0.0004 | 21.4524 | 6.972 | 30 | 26.1339 | 8.4935 | 36.5467 | 18.5721 | 3.1465 | 10.5612 | 21.4524 | 6.972 | 30 | 26.1339 | 8.4935 | 36.5467 | 18.5721 | 3.1465 | 10.5612 | 21.4524 | 6.972 | 30 | 26.1339 | 8.4935 | 36.5467 | 18.5721 | 3.1465 | 10.5612
PA | INSIG | MUNICIPAL | ANSTADT, CHARLES F. | PAG044963 | 001 | 1.0375 | 3.75% | 0.00040027 | 0.00041528 | 24.5587 | 4.0931 | 9.9727 | 30.0822 | 5.0137 | 12.2156 | 21.378 | 1.8574 | 3.53 | 24.5587 | 4.0931 | 9.9727 | 31.0613 | 5.1769 | 12.6132 | 22.0738 | 1.9178 | 3.6449
PA | INSIG | MUNICIPAL | ANTHONY & JENNY CONMY SRSTP | PAG045157 | 001 | 1.0324 | 3.236% | 0.00040027 | 0.00041323 | 24.5587 | 4.0931 | 9.9727 | 30.0822 | 5.0137 | 12.2156 | 19.684 | 1.776 | 3.0764 | 20.7658 | 4.0931 | 9.9727 | 26.1339 | 5.1512 | 12.5507 | 17.1005 | 1.8248 | 3.1608 | 20.7658 | 6.7489 | 29.0398 | 26.1339 | 8.4935 | 36.5467 | 17.1005 | 3.0087 | 9.204
PA | INSIG | MUNICIPAL | ANTON, KATE | PAG044877 | 001 | 1.0787 | 7.866% | 0.00040055 | 0.00043206 | 24.5587 | 4.0931 | 9.9727 | 30.0822 | 5.0137 | 12.2156 | 15.7259 | 0.99388 | 0.78045 | 24.5587 | 4.0931 | 9.9727 | 32.3156 | 5.3859 | 13.1226 | 16.8935 | 1.0677 | 0.8384
PA | INSIG | MUNICIPAL | APKER, RALPH JR | PAG045237 | 001 | 1.0375 | 3.75% | 0.00040055 | 0.00041557 | 24.5587 | 4.0931 | 9.9727 | 30.0822 | 5.0137 | 12.2156 | 22.6046 | 1.8574 | 3.53 | 24.5587 | 4.0931 | 9.9727 | 31.0825 | 5.1804 | 12.6218 | 23.3563 | 1.9191 | 3.6474
PA | INSIG | MUNICIPAL | APPLE, MICHAEL L | PA0216151 | 001 | 1.0878 | 8.781% | 0.0042523 | 0.0046257 | 24.9197 | 3.9872 | 0 | 324.3218 | 51.8915 | 0 | 154.6283 | 17.9616 | 0 | 20.2348 | 3.9872 | 0 | 285.067 | 56.171 | 0 | 135.9127 | 19.4429 | 0 | 20.2348 | 6.3137 | 27.8874 | 285.067 | 88.9478 | 392.8772 | 135.9127 | 30.7882 | 95.1647
PA | INSIG | MUNICIPAL | ARARAT TWP SUPERVISORS | PA0063321 | 001 | 1.0261 | 2.614% | 0.035019 | 0.035934 | 24.9197 | 9.1675 | 0 | 2670.885 | 982.5652 | 0 | 462.4971 | 32.37 | 0 | 21.2016 | 9.1675 | 0 | 2320.3131 | 1003.2937 | 0 | 401.7912 | 33.0529 | 0 | 21.2016 | 15.2105 | 29.2199 | 2320.3131 | 1664.6434 | 3197.838 | 401.7912 | 54.8406 | 5.1349
PA | INSIG | MUNICIPAL | ARBOGAST, PAUL & BETH | PAG045131 | 001 | 1.0328 | 3.284% | 0.00040055 | 0.0004137 | 24.5587 | 4.0931 | 9.9727 | 30.0822 | 5.0137 | 12.2156 | 21.1924 | 2.0397 | 3.2405 | 24.5587 | 4.0931 | 9.9727 | 30.9429 | 5.1571 | 12.5651 | 21.7988 | 2.098 | 3.3332
PA | INSIG | MUNICIPAL | ARC DAM BROOKSIDE LLC | PA0112020 | 001 | 1.0214 | 2.139% | 0.037521 | 0.038323 | 14.6834 | 1.7873 | 19.9454 | 1686.167 | 205.2408 | 2290.428 | 1146.5291 | 99.4978 | 674.0825 | 12.5508 | 1.7873 | 19.9454 | 1464.88 | 208.602 | 2327.9384 | 996.0623 | 101.1273 | 685.122 | 12.5508 | 2.9791 | 29.3555 | 1464.88 | 347.7111 | 3426.255 | 996.0623 | 168.5654 | 1008.3611
PA | INSIG | MUNICIPAL | ARC III LLC/PLEASANT VIEW ESTA | PA0113778 | 001 | 1.0214 | 2.139% | 0.031872 | 0.032554 | 33.4269 | 5.3483 | 29.918 | 3052.44 | 488.3904 | 2732.0225 | 2387.0422 | 236.7647 | 804.0456 | 26.7463 | 5.3483 | 29.918 | 2651.7864 | 530.2618 | 2966.2483 | 2073.7266 | 257.0634 | 872.9793 | 26.7463 | 8.3455 | 36.8616 | 2651.7864 | 827.4218 | 3654.672 | 2073.7266 | 401.1223 | 1075.5852
PA | INSIG | MUNICIPAL | ARENDTSVILLE MUN AUTH | PA0022233 | 001 | 1.0476 | 4.763% | 0.14008 | 0.14675 | 16.7461 | 1.0965 | 29.918 | 7179.3389 | 470.0758 | 12826.3968 | 4905.0572 | 88.6207 | 788.1059 | 15.5418 | 1.0965 | 28.6205 | 6946.0894 | 490.0442 | 12791.352 | 4745.6968 | 92.3852 | 785.9527 | 15.5418 | 1.4903 | 28.6205 | 6946.0894 | 666.0746 | 12791.352 | 4745.6968 | 125.5712 | 785.9527
PA | INSIG | MUNICIPAL | ARMETTAS PIZZERIA INC | PAG042232 | 001 | 1.0261 | 2.614% | 0.00036049 | 0.00036992 | 24.9197 | 3.9872 | 9.9727 | 27.472 | 4.3955 | 10.9941 | 9.5701 | 1.7801 | 2.243 | 24.9197 | 3.9872 | 9.9727 | 28.0746 | 4.4919 | 11.2352 | 9.78 | 1.8192 | 2.2922
PA | INSIG | MUNICIPAL | ARNOLD, ROBERT & RENEE | PAG045051 | 001 | 1.026 | 2.596% | 0.00040027 | 0.00041067 | 24.5587 | 4.0931 | 9.9727 | 30.0822 | 5.0137 | 12.2156 | 21.1474 | 2.1728 | 2.6274 | 20.8953 | 4.0931 | 9.9727 | 26.1339 | 5.1193 | 12.4729 | 18.3718 | 2.2186 | 2.6828 | 20.8953 | 6.791 | 29.2209 | 26.1339 | 8.4935 | 36.5467 | 18.3718 | 3.6809 | 7.8608
PA | INSIG | MUNICIPAL | ARTILLERY RIDGE CAMPING RESORT | PA0087548 | 001 | 1.0294 | 2.943% | 0.0058032 | 0.005974 | 114.6308 | 6.9177 | 29.918 | 2035.9775 | 122.8668 | 531.3793 | 1259.3327 | 87.5814 | 263.8141 | 97.2154 | 6.9177 | 29.1264 | 1768.7415 | 125.8613 | 529.9274 | 1094.0367 | 89.7159 | 263.0933 | 97.2154 | 11.441 | 29.1264 | 1768.7415 | 208.1586 | 529.9274 | 1094.0367 | 148.3787 | 263.0933
PA | INSIG | MUNICIPAL | ASBURY POINTE LTD | PA0084794 | 001 | 1.0648 | 6.482% | 0.078443 | 0.083527 | 27.8902 | 6.529 | 29.918 | 6695.9301 | 1567.489 | 7182.7822 | 5635.7231 | 772.3671 | 2173.298 | 22.8669 | 6.529 | 28.1584 | 5817.0436 | 1660.8897 | 7163.1571 | 4895.996 | 818.3896 | 2167.36 | 22.8669 | 10.4392 | 28.1584 | 5817.0436 | 2655.6103 | 7163.1571 | 4895.996 | 1308.5299 | 2167.36
PA | INSIG | MUNICIPAL | ASHVILLE BORO | PA0095621 | 001 | 1.0878 | 8.781% | 0.060033 | 0.065305 | 24.9197 | 3.9872 | 0 | 4578.66 | 732.5856 | 0 | 2344.8667 | 253.5752 | 0 | 19.9995 | 3.9872 | 0 | 3977.6796 | 793.0017 | 0 | 2037.0869 | 274.4874 | 0 | 19.9995 | 6.2403 | 27.5632 | 3977.6796 | 1241.1327 | 5482.008 | 2037.0869 | 429.6023 | 1327.8802
PA | INSIG | MUNICIPAL | ATG PROPERTIES LLC | PA0036285 | 001 | 1.0648 | 6.482% | 0.040022 | 0.042616 | 24.9197 | 3.9872 | 29.918 | 3052.44 | 488.3904 | 3664.6848 | 2449.8979 | 240.6503 | 1108.8255 | 20.4314 | 3.9872 | 28.1584 | 2651.7864 | 517.4917 | 3654.672 | 2128.3321 | 254.9897 | 1105.7959 | 20.4314 | 6.3751 | 28.1584 | 2651.7864 | 827.4218 | 3654.672 | 2128.3321 | 407.7052 | 1105.7959
PA | INSIG | MUNICIPAL | ATG PROPERTIES LLC | PA0081337 | 001 | 1.0648 | 6.482% | 0.019135 | 0.020376 | 10.2729 | 1.3184 | 19.9454 | 601.6438 | 77.211 | 1168.1183 | 401.1511 | 14.2802 | 64.7547 | 8.4116 | 0.73855 | 19.9454 | 521.9898 | 45.8309 | 1237.722 | 348.0411 | 8.4764 | 68.6132 | 8.4116 | 0.73855 | 28.1216 | 521.9898 | 45.8309 | 1745.1059 | 348.0411 | 8.4764 | 96.7401
PA | INSIG | MUNICIPAL | ATGLEN BOROUGH SEW AUTH | PA0024651 | 001 | 1.0267 | 2.67% | 0.090049 | 0.092453 | 26.5816 | 3.5437 | 29.918 | 7326.0164 | 976.6685 | 8245.5408 | 6750.1558 | 757.5326 | 4173.5413 | 22.8937 | 3.5437 | 29.204 | 6446.2276 | 997.8152 | 8223.012 | 5939.5227 | 773.9346 | 4162.1382 | 22.8937 | 5.7919 | 29.204 | 6446.2276 | 1630.8484 | 8223.012 | 5939.5227 | 1264.9337 | 4162.1382
PA | INSIG | MUNICIPAL | AUDUBON PARK INC | PA0081876 | 001 | 1.0648 | 6.482% | 0.015008 | 0.015981 | 11.6469 | 0.40226 | 9.9727 | 534.991 | 18.4774 | 458.0856 | 338.7806 | 7.4997 | 115.7238 | 9.5488 | 0.40226 | 9.9727 | 464.7521 | 19.5784 | 485.3812 | 294.3021 | 7.9466 | 122.6194 | 9.5488 | 0.64389 | 28.1584 | 464.7521 | 31.3386 | 1370.502 | 294.3021 | 12.7198 | 346.2229
PA | INSIG | MUNICIPAL | AUNKST RESIDENCE | PAG045154 | 001 | 1.0306 | 3.06% | 0.00040027 | 0.00041252 | 24.5587 | 4.0931 | 9.9727 | 30.0822 | 5.0137 | 12.2156 | 23.9451 | 2.0844 | 4.2461 | 20.8012 | 4.0931 | 9.9727 | 26.1339 | 5.1425 | 12.5293 | 20.8023 | 2.138 | 4.3552 | 20.8012 | 6.7604 | 29.0893 | 26.1339 | 8.4935 | 36.5467 | 20.8023 | 3.5311 | 12.7036
PA | INSIG | MUNICIPAL | AUSTIN BORO | PA0208825 | 001 | 1.0892 | 8.923% | 0.080044 | 0.087186 | 14.1176 | 2.5131 | 29.918 | 3458.5498 | 615.6656 | 7329.3696 | 2018.0128 | 98.5815 | 357.9345 | 11.3153 | 2.5131 | 27.5272 | 3004.5801 | 667.3092 | 7309.344 | 1753.1282 | 106.8507 | 356.9565 | 11.3153 | 3.9278 | 27.5272 | 3004.5801 | 1042.9652 | 7309.344 | 1753.1282 | 167.0014 | 356.9565
PA | INSIG | MUNICIPAL | BADEAU SFTF | PA0228699 | 001 | 0.98139 | -1.861% | 0.00040022 | 0.00039277 | 24.9197 | 3.9872 | 9.9727 | 30.5244 | 4.8839 | 12.2156 | 10.8099 | 0.98619 | 1.7087 | 22.1682 | 3.9872 | 9.9727 | 26.5179 | 4.7695 | 11.9294 | 9.391 | 0.96309 | 1.6686 | 22.1682 | 6.917 | 30.552 | 26.5179 | 8.2742 | 36.5467 | 9.391 | 1.6708 | 5.112
PA | INSIG | MUNICIPAL | BAIRD, DONALD C. | PAG044849 | 001 | 1.1079 | 10.79% | 0.00040027 | 0.00044345 | 24.5587 | 4.0931 | 9.9727 | 30.0822 | 5.0137 | 12.2156 | 21.7615 | 1.9315 | 2.468 | 19.3505 | 4.0931 | 9.9727 | 26.1339 | 5.528 | 13.4687 | 18.9053 | 2.1296 | 2.7212 | 19.3505 | 6.2889 | 27.0605 | 26.1339 | 8.4935 | 36.5467 | 18.9053 | 3.272 | 7.3838
PA | INSIG | MUNICIPAL | BAKER SR STP | PAG046127 | 001 | 1.1062 | 10.62% |  | 0.0004 | 21.4524 | 6.972 | 30 | 26.1339 | 8.4935 | 36.5467 | 20.5841 | 3.272 | 7.3838 | 21.4524 | 6.972 | 30 | 26.1339 | 8.4935 | 36.5467 | 20.5841 | 3.272 | 7.3838 | 21.4524 | 6.972 | 30 | 26.1339 | 8.4935 | 36.5467 | 20.5841 | 3.272 | 7.3838
PA | INSIG | MUNICIPAL | BAKER, DONALD - BAKERCREST HOM | PA0228761 | 001 | 1.0534 | 5.342% | 0.0050027 | 0.00527 | 24.6466 | 1.3516 | 0 | 377.3732 | 20.6955 | 0 | 122.1595 | 8.1931 | 0 | 20.4262 | 1.3516 | 0 | 327.8404 | 21.6939 | 0 | 106.1252 | 8.5884 | 0 | 20.4262 | 2.1845 | 28.4632 | 327.8404 | 35.062 | 456.834 | 106.1252 | 13.8806 | 30.936
PA | INSIG | MUNICIPAL | BARCLAY, ROBERT T - WINDY BRAE | PA0081388 | 001 | 1.0648 | 6.482% | 0.033718 | 0.035904 | 5.2178 | 0.33036 | 9.9727 | 538.4712 | 34.0932 | 1029.1656 | 258.5753 | 2.8133 | 17.8326 | 2.3619 | 0.33036 | 9.9727 | 258.2654 | 36.1246 | 1090.4897 | 124.0198 | 2.9809 | 18.8952 | 2.3619 | 3.0043 | 28.1584 | 258.2654 | 328.5097 | 3079.0612 | 124.0198 | 27.1081 | 53.3516
PA | INSIG | MUNICIPAL | BARDO, STANLEY W. | PAG044906 | 001 | 1.0214 | 2.139% | 0.00040027 | 0.00040884 | 24.5587 | 4.0931 | 9.9727 | 30.0822 | 5.0137 | 12.2156 | 19.6992 | 2.045 | 3.6292 | 20.9887 | 4.0931 | 9.9727 | 26.1339 | 5.0965 | 12.4174 | 17.1137 | 2.0788 | 3.6891 | 20.9887 | 6.8213 | 29.3515 | 26.1339 | 8.4935 | 36.5467 | 17.1137 | 3.4644 | 10.8578
PA | INSIG | MUNICIPAL | BARKER REAMSNYDER, CAROL L. | PAG044868 | 001 | 1.0324 | 3.236% | 0.00040027 | 0.00041323 | 24.5587 | 4.0931 | 9.9727 | 30.0822 | 5.0137 | 12.2156 | 19.9376 | 1.4617 | 1.9092 | 20.7658 | 4.0931 | 9.9727 | 26.1339 | 5.1512 | 12.5507 | 17.3207 | 1.5018 | 1.9616 | 20.7658 | 6.7489 | 29.0398 | 26.1339 | 8.4935 | 36.5467 | 17.3207 | 2.4762 | 5.7121
PA | INSIG | MUNICIPAL | BASALLA, DONALD & KELLY | PAG045127 | 001 | 1.0787 | 7.866% | 0.00040055 | 0.00043206 | 24.5587 | 4.0931 | 9.9727 | 30.0822 | 5.0137 | 12.2156 | 15.7078 | 0.9835 | 0.76015 | 24.5587 | 4.0931 | 9.9727 | 32.3156 | 5.3859 | 13.1226 | 16.874 | 1.0565 | 0.81658
PA | INSIG | MUNICIPAL | BAUSINGER, LOIS SEWER SYS | PAG045245 | 001 | 1.0787 | 7.866% | 0.00040027 | 0.00043176 | 24.5587 | 4.0931 | 9.9727 | 30.0822 | 5.0137 | 12.2156 | 20.4361 | 1.9114 | 3.1302 | 19.8744 | 4.0931 | 9.9727 | 26.1339 | 5.3823 | 13.1136 | 17.7539 | 2.052 | 3.3603 | 19.8744 | 6.4592 | 27.7932 | 26.1339 | 8.4935 | 36.5467 | 17.7539 | 3.2381 | 9.365
PA | INSIG | MUNICIPAL | BAUSINGER,DAVID RES STP | PAG044851 | 001 | 1.0324 | 3.236% | 0.00040027 | 0.00041323 | 24.5587 | 4.0931 | 9.9727 | 30.0822 | 5.0137 | 12.2156 | 16.4841 | 2.0438 | 2.6449 | 20.7658 | 4.0931 | 9.9727 | 26.1339 | 5.1512 | 12.5507 | 14.3206 | 2.0999 | 2.7175 | 20.7658 | 6.7489 | 29.0398 | 26.1339 | 8.4935 | 36.5467 | 14.3206 | 3.4623 | 7.9132
PA | INSIG | MUNICIPAL | BCI MUN AUTH | PA0114936 | 001 | 1.0324 | 3.236% | 0.30016 | 0.30988 | 6.2939 | 2.1193 | 29.918 | 5782.1264 | 1946.9666 | 27485.136 | 2924.1252 | 669.1282 | 6417.2065 | 5.3224 | 2.1193 | 29.0437 | 5023.0138 | 2000.096 | 27410.04 | 2540.2283 | 687.3875 | 6399.6731 | 5.3224 | 3.4949 | 29.0437 | 5023.0138 | 3298.3103 | 27410.04 | 2540.2283 | 1133.5543 | 6399.6731
PA | INSIG | MUNICIPAL | BEAVERTOWN MUN AUTH | PA0022187 | 001 | 1.0236 | 2.363% | 0.15049 | 0.15404 | 6.5174 | 1.5566 | 29.918 | 3193.2881 | 762.6727 | 14658.7392 | 2388.0915 | 244.8425 | 2240.4657 | 5.9133 | 1.5566 | 28.0441 | 2774.1929 | 730.2715 | 13156.8192 | 2074.6724 | 234.4407 | 2010.9098 | 5.9133 | 2.754 | 28.0441 | 2774.1929 | 1292.0192 | 13156.8192 | 2074.6724 | 414.7798 | 2010.9098
PA | INSIG | MUNICIPAL | BEDFORD MATERIALS CO INC | PA0034011 | 001 | 1.0356 | 3.558% | 0.0040022 | 0.0041446 | 37.7883 | 0.32396 | 29.918 | 462.872 | 3.9682 | 366.4685 | 237.9245 | 0.85612 | 30.2945 | 31.857 | 0.32396 | 28.9535 | 402.1169 | 4.0892 | 365.4672 | 206.6953 | 0.88222 | 30.2117 | 31.857 | 0.5326 | 28.9535 | 402.1169 | 6.7228 | 365.4672 | 206.6953 | 1.4504 | 30.2117
PA | INSIG | MUNICIPAL | BEECH CREEK BORO AUTH | PA0024538 | 001 | 1.0255 | 2.554% | 0.16009 | 0.16418 | 17.5022 | 1.8665 | 29.918 | 8575.4301 | 914.4986 | 14658.7392 | 5394.117 | 324.2113 | 3276.6095 | 15.7576 | 1.8665 | 29.2367 | 7878.9878 | 933.2524 | 14618.688 | 4956.0408 | 330.8599 | 3267.657 | 15.7576 | 4.5342 | 29.2367 | 7878.9878 | 2267.1358 | 14618.688 | 4956.0408 | 803.7529 | 3267.657
PA | INSIG | MUNICIPAL | BELFAST TWP SUPERVISORS | PA0247855 | 001 | 1.027 | 2.705% | 0.030016 | 0.030828 | 24.9197 | 3.9872 | 29.918 | 2289.33 | 366.2928 | 2748.5136 | 2281.587 | 187.5025 | 1165.622 | 21.1827 | 3.9872 | 29.1939 | 1988.8398 | 374.3528 | 2741.004 | 1982.1132 | 191.6283 | 1162.4372 | 21.1827 | 6.6095 | 29.1939 | 1988.8398 | 620.5664 | 2741.004 | 1982.1132 | 317.6632 | 1162.4372
PA | INSIG | MUNICIPAL | BELLUCCI AL | PAG042237 | 001 | 1.0463 | 4.634% | 0.00060082 | 0.00062867 | 24.9197 | 3.9872 | 9.9727 | 45.7866 | 7.3259 | 18.3234 | 27.268 | 2.8749 | 3.51 | 24.9197 | 3.9872 | 9.9727 | 47.7123 | 7.634 | 19.0941 | 28.4148 | 2.9958 | 3.6576
PA | INSIG | MUNICIPAL | BENEZETTE WWTP | PA0263711 | 001 | 0.99901 | -0.09923% | 0.040027 | 0.039988 | 0 | 0 | 29.918 | 0 | 0 | 3664.6848 | 0 | 0 | 519.3619 | 0 | 0 | 29.918 | 0 | 0 | 3643.5638 | 0 | 0 | 516.3686 | 21.7744 | 6.7941 | 30.0092 | 2651.7864 | 827.4218 | 3654.672 | 1708.7093 | 199.9429 | 517.9429
PA | INSIG | MUNICIPAL | BENNETT STP | PAG045146 | 001 | 1.0375 | 3.75% | 0.00040027 | 0.00041528 | 24.5587 | 4.0931 | 9.9727 | 30.0822 | 5.0137 | 12.2156 | 21.6835 | 1.8896 | 3.3461 | 20.6629 | 4.0931 | 9.9727 | 26.1339 | 5.1769 | 12.6132 | 18.8376 | 1.9511 | 3.455 | 20.6629 | 6.7154 | 28.8958 | 26.1339 | 8.4935 | 36.5467 | 18.8376 | 3.2012 | 10.0108
PA | INSIG | MUNICIPAL | BENTON FOUNDRY INC | PA0209368 | 001 | 1.0214 | 2.139% | 0.010005 | 0.01022 | 20.738 | 2.3848 | 29.918 | 635.0551 | 73.0295 | 916.1712 | 479.9706 | 26.6806 | 234.5445 | 17.7259 | 2.3848 | 29.3555 | 551.7042 | 74.2255 | 913.668 | 416.9745 | 27.1176 | 233.9037 | 17.7259 | 3.976 | 29.3555 | 551.7042 | 123.7513 | 913.668 | 416.9745 | 45.2113 | 233.9037
PA | INSIG | MUNICIPAL | BENTON HILLS CORP | PA0060984 | 001 | 1.0665 | 6.65% | 0.095052 | 0.10137 | 6.8778 | 1.894 | 29.918 | 2000.8668 | 551.0055 | 8703.6264 | 914.5867 | 218.9497 | 1941.2666 | 6.8778 | 1.894 | 28.1139 | 2123.4517 | 584.7633 | 8679.846 | 970.6196 | 232.3638 | 1935.9626 | 20.3991 | 6.365 | 28.1139 | 6297.9928 | 1965.1268 | 8679.846 | 2878.7825 | 780.8703 | 1935.9626
PA | INSIG | MUNICIPAL | BENTON MUN WAT & SEW AUTH | PA0115088 | 001 | 1.0214 | 2.139% | 0.13207 | 0.1349 | 16.1596 | 1.5211 | 29.918 | 6532.0455 | 614.8533 | 12093.4598 | 4936.8781 | 224.6307 | 3095.9872 | 13.8126 | 1.5211 | 29.3555 | 5674.7805 | 624.9228 | 12060.4176 | 4288.9627 | 228.3095 | 3087.5282 | 13.8126 | 2.5355 | 29.3555 | 5674.7805 | 1041.6827 | 12060.4176 | 4288.9627 | 380.5687 | 3087.5282
PA | INSIG | MUNICIPAL | BENTON-NICHOLSON JT SEW AUTH | PA0064106 | 001 | 1.0284 | 2.841% | 0.14008 | 0.14406 | 1.9928 | 1.0432 | 29.918 | 854.3342 | 447.2219 | 12826.3968 | 415.8544 | 196.0376 | 3314.3177 | 1.9928 | 1.0432 | 29.1551 | 874.2941 | 457.6704 | 12791.352 | 425.5701 | 200.6176 | 3305.2622 | 21.1546 | 6.6008 | 29.1551 | 9281.2525 | 2895.9764 | 12791.352 | 4517.7284 | 1269.4372 | 3305.2622
PA | INSIG | MUNICIPAL | BERMUDIAN SPRINGS SCHOOL DIST | PA0030511 | 001 | 1.0294 | 2.943% | 0.030016 | 0.0309 | 53.4279 | 6.5788 | 9.9727 | 4908.3235 | 604.3831 | 916.1712 | 1580.0797 | 16.3707 | 3.4982 | 45.3108 | 6.5788 | 9.9727 | 4264.0726 | 619.1131 | 938.5 | 1372.6834 | 16.7697 | 3.5834 | 45.3108 | 10.8805 | 29.1264 | 4264.0726 | 1023.9345 | 2741.004 | 1372.6834 | 27.7349 | 10.4658
PA | INSIG | MUNICIPAL | BERRYSBURG MUN AUTH | PA0080900 | 001 | 1.1029 | 10.29% | 0.035019 | 0.038624 | 31.0899 | 4.346 | 14.959 | 3332.1961 | 465.8023 | 1603.2996 | 2598.5508 | 211.3485 | 468.5158 | 24.6095 | 4.346 | 14.959 | 2894.8226 | 511.2222 | 1759.6355 | 2257.4732 | 231.9568 | 514.2002 | 24.6095 | 6.7088 | 27.1855 | 2894.8226 | 789.1536 | 3197.838 | 2257.4732 | 358.0626 | 934.4713
PA | INSIG | MUNICIPAL | BERWICK TWP | PA0087921 | 001 | 1.0294 | 2.943% | 0.30016 | 0.309 | 3.8071 | 0.26196 | 9.9727 | 3497.5562 | 240.6575 | 9161.712 | 2158.8179 | 45.3698 | 562.9328 | 3.8071 | 0.26196 | 9.9727 | 3582.7981 | 246.5228 | 9384.9998 | 2211.4323 | 46.4755 | 576.6525 | 5.9149 | 0.74021 | 29.1264 | 5566.3649 | 696.5857 | 27410.04 | 3435.7614 | 131.3233 | 1684.1843
PA | INSIG | MUNICIPAL | BETHEL TWP MUN AUTH | PA0247910 | 001 | 1.0988 | 9.88% | 0.07244 | 0.079597 | 4.8258 | 0.049751 | 29.918 | 1069.9233 | 11.0301 | 6633.0795 | 786.3583 | 5.0096 | 1662.7145 | 4.4199 | 0.049751 | 28.9081 | 1071.4692 | 12.0604 | 7007.8336 | 787.4944 | 5.4776 | 1756.6541 | 4.4199 | 0.1129 | 28.9081 | 1071.4692 | 27.3685 | 7007.8336 | 787.4944 | 12.4302 | 1756.6541
PA | INSIG | MUNICIPAL | BETHEL TWP MUNI AUTH - BETHEL VILLAGE | PA0248037 | 001 | 1.0988 | 9.88% | 0.20511 | 0.22538 | 3.9581 | 0.34023 | 29.918 | 2484.789 | 213.5836 | 18781.5096 | 1826.2378 | 97.0048 | 4707.9622 | 2.5383 | 0.27183 | 27.2875 | 1742.29 | 186.5836 | 18730.194 | 1280.5255 | 84.742 | 4695.099 | 2.5383 | 0.27183 | 27.2875 | 1742.29 | 186.5836 | 18730.194 | 1280.5255 | 84.742 | 4695.099
PA | INSIG | MUNICIPAL | BETHEL TWP SEW AUTH | PA0084964 | 001 | 1.027 | 2.705% | 0.048026 | 0.049325 | 45.5334 | 6.7383 | 29.918 | 6692.902 | 990.4557 | 4397.6218 | 6194.7906 | 507.0067 | 1864.9952 | 38.7051 | 6.7383 | 29.1939 | 5814.413 | 1012.25 | 4385.6064 | 5381.6821 | 518.163 | 1859.8996 | 38.7051 | 11.1701 | 29.1939 | 5814.413 | 1678.0115 | 4385.6064 | 5381.6821 | 858.9612 | 1859.8996
PA | INSIG | MUNICIPAL | BETTS, ALLEN JR | PAG043599 | 001 | 1.1122 | 11.22% | 0.00040055 | 0.00044548 | 24.5587 | 4.0931 | 9.9727 | 30.0822 | 5.0137 | 12.2156 | 23.0866 | 1.8605 | 2.6174 | 24.5587 | 4.0931 | 9.9727 | 33.3197 | 5.5533 | 13.5303 | 25.5712 | 2.0608 | 2.8991
PA | INSIG | MUNICIPAL | BETTY NELSON MHP | PA0081825 | 001 | 1.0461 | 4.605% | 0.023113 | 0.024177 | 71.6789 | 1.607 | 29.918 | 5070.4529 | 113.6742 | 2116.3555 | 3793.713 | 50.2804 | 556.8996 | 59.8232 | 1.607 | 28.6636 | 4404.9381 | 118.3249 | 2110.5731 | 3295.7749 | 52.3375 | 555.378 | 59.8232 | 2.6153 | 28.6636 | 4404.9381 | 192.5679 | 2110.5731 | 3295.7749 | 85.1767 | 555.378
PA | INSIG | MUNICIPAL | BETTY WILLIAMS | PA0112755 | 001 | 1.0534 | 5.342% | 0.00040022 | 0.0004216 | 24.9197 | 3.9872 | 19.9454 | 30.5244 | 4.8839 | 24.4312 | 17.6147 | 1.789 | 4.708 | 20.6525 | 3.9872 | 19.9454 | 26.5179 | 5.1195 | 25.6098 | 15.3027 | 1.8753 | 4.9351 | 20.6525 | 6.4441 | 28.4632 | 26.5179 | 8.2742 | 36.5467 | 15.3027 | 3.0309 | 7.0427
PA | INSIG | MUNICIPAL | BIG SPRING FISH & GAME | PA0247740 | 001 | 1.0461 | 4.605% | 0.00060033 | 0.00062797 | 24.9197 | 3.9872 | 0 | 45.7866 | 7.3259 | 0 | 34.2575 | 3.2404 | 0 | 20.798 | 3.9872 | 0 | 39.7768 | 7.6256 | 0 | 29.761 | 3.3729 | 0 | 20.798 | 6.4895 | 28.6636 | 39.7768 | 12.4113 | 54.8201 | 29.761 | 5.4898 | 14.4254
PA | INSIG | MUNICIPAL | BIGLERVILLE BORO AUTH - BIGLER | PA0022250 | 001 | 1.0145 | 1.448% | 0.3702 | 0.37556 | 4.8569 | 0.48498 | 29.918 | 5503.0356 | 549.5014 | 33898.3344 | 3704.1931 | 103.5943 | 2082.8514 | 4.8569 | 0.48498 | 29.5557 | 5555.2862 | 554.7188 | 33805.716 | 3739.3639 | 104.5779 | 2077.1606 | 6.262 | 1.8401 | 29.5557 | 7162.4751 | 2104.7543 | 33805.716 | 4821.1919 | 396.7971 | 2077.1606
PA | INSIG | MUNICIPAL | BITTNER, BRUCE T | PAG044944 | 001 | 1.1057 | 10.57% | 0.00035021 | 0.00038721 | 32.745 | 5.4575 | 9.9727 | 30.0822 | 5.0137 | 9.1617 | 22.082 | 2.0481 | 2.1989 | 22.1613 | 5.4575 | 9.9727 | 26.1339 | 6.4358 | 11.7604 | 19.1838 | 2.629 | 2.8226 | 22.1613 | 7.2024 | 30.9913 | 26.1339 | 8.4935 | 36.5467 | 19.1838 | 3.4696 | 8.7714
PA | INSIG | MUNICIPAL | BITTNER, GEORGE E - BITNERS MH | PA0113883 | 001 | 1.0375 | 3.75% | 0.019291 | 0.020014 | 30.0113 | 3.6577 | 29.918 | 1769.1301 | 215.6183 | 1763.6296 | 1329.3747 | 79.8776 | 509.6486 | 25.2145 | 3.6577 | 28.9298 | 1536.9197 | 222.9522 | 1763.3792 | 1154.8852 | 82.5945 | 509.5763 | 25.2145 | 5.993 | 28.9298 | 1536.9197 | 365.2964 | 1763.3792 | 1154.8852 | 135.3271 | 509.5763
PA | INSIG | MUNICIPAL | BLACKLEDGE, JAMES | PAG045012 | 001 | 1.0324 | 3.236% | 0.00040027 | 0.00041323 | 24.5587 | 4.0931 | 9.9727 | 30.0822 | 5.0137 | 12.2156 | 20.1153 | 1.776 | 3.0764 | 20.7658 | 4.0931 | 9.9727 | 26.1339 | 5.1512 | 12.5507 | 17.4752 | 1.8248 | 3.1608 | 20.7658 | 6.7489 | 29.0398 | 26.1339 | 8.4935 | 36.5467 | 17.4752 | 3.0087 | 9.204
PA | INSIG | MUNICIPAL | BLOOMFIELD BORO | PA0020478 | 001 | 1.0532 | 5.321% | 0.25014 | 0.26345 | 2.3878 | 0.94698 | 29.918 | 1827.9945 | 724.9808 | 22904.28 | 1075.7695 | 288.8545 | 5667.5942 | 2.354 | 0.94698 | 28.4686 | 1888.7349 | 759.8094 | 22841.7 | 1111.515 | 302.7313 | 5652.1089 | 2.354 | 1.9836 | 28.4686 | 1888.7349 | 1591.4942 | 22841.7 | 1111.515 | 634.0999 | 5652.1089
PA | INSIG | MUNICIPAL | BLUE RIDGE SPORTMAN ASSOC INC | PA0086444 | 001 | 1.0294 | 2.943% | 0.0015008 | 0.001545 | 47.3076 | 12.43 | 29.918 | 217.3032 | 57.0959 | 137.4257 | 123.6953 | 38.5103 | 72.4768 | 40.1204 | 12.43 | 29.1264 | 188.7807 | 58.4874 | 137.0502 | 107.4595 | 39.4489 | 72.2788 | 40.1204 | 20.5576 | 29.1264 | 188.7807 | 96.7308 | 137.0502 | 107.4595 | 65.2435 | 72.2788
PA | INSIG | MUNICIPAL | BOGUSLAW RESIDENCE | PAG044938 | 001 | 1.0328 | 3.284% | 0.00040027 | 0.00041342 | 24.5587 | 4.0931 | 9.9727 | 30.0822 | 5.0137 | 12.2156 | 21.8479 | 1.6096 | 1.8671 | 20.7561 | 4.0931 | 9.9727 | 26.1339 | 5.1536 | 12.5565 | 18.9803 | 1.6545 | 1.9192 | 20.7561 | 6.7457 | 29.0262 | 26.1339 | 8.4935 | 36.5467 | 18.9803 | 2.7267 | 5.5859
PA | INSIG | MUNICIPAL | BONHAMS NURSING CENTER | PA0063517 | 001 | 1.0463 | 4.634% | 0.016259 | 0.017012 | 5.4004 | 4.5541 | 29.918 | 268.7342 | 226.6192 | 1488.7782 | 170.0884 | 84.8335 | 295.4514 | 2.4443 | 3.7468 | 28.7438 | 126.6467 | 194.1282 | 1489.2788 | 80.1577 | 72.6707 | 295.5507 | 2.4443 | 3.7468 | 28.7438 | 126.6467 | 194.1282 | 1489.2788 | 80.1577 | 72.6707 | 295.5507
PA | INSIG | MUNICIPAL | BONNIE M RICHARDS | PAG045117 | 001 | 1.0706 | 7.056% | 0.00040027 | 0.00042852 | 24.5587 | 4.0931 | 9.9727 | 30.0822 | 5.0137 | 12.2156 | 13.7352 | 1.4054 | 0.9423 | 20.0249 | 4.0931 | 9.9727 | 26.1339 | 5.3418 | 13.015 | 11.9324 | 1.4974 | 1.004 | 20.0249 | 6.5081 | 28.0037 | 26.1339 | 8.4935 | 36.5467 | 11.9324 | 2.3808 | 2.8192
PA | INSIG | MUNICIPAL | BONNIE WHALEN SEW SYS | PAG045112 | 001 | 1.0356 | 3.558% | 0.00040027 | 0.00041451 | 24.5587 | 4.0931 | 9.9727 | 30.0822 | 5.0137 | 12.2156 | 15.4922 | 1.1444 | 1.0879 | 20.7013 | 4.0931 | 9.9727 | 26.1339 | 5.1673 | 12.5898 | 13.4588 | 1.1795 | 1.1212 | 20.7013 | 6.7279 | 28.9495 | 26.1339 | 8.4935 | 36.5467 | 13.4588 | 1.9387 | 3.2547
PA | INSIG | MUNICIPAL | BOWEN STP | PAG045156 | 001 | 1.0534 | 5.342% | 0.00040027 | 0.00042165 | 24.5587 | 4.0931 | 9.9727 | 30.0822 | 5.0137 | 12.2156 | 15.2921 | 1.7976 | 2.0243 | 20.3507 | 4.0931 | 9.9727 | 26.1339 | 5.2563 | 12.8067 | 13.285 | 1.8846 | 2.1222 | 20.3507 | 6.614 | 28.4593 | 26.1339 | 8.4935 | 36.5467 | 13.285 | 3.0452 | 6.0562
PA | INSIG | MUNICIPAL | BOYD AND JANICE DIXON SRSTP | PAG045207 | 001 | 1.0294 | 2.943% | 0.00040027 | 0.00041205 | 24.5587 | 4.0931 | 9.9727 | 30.0822 | 5.0137 | 12.2156 | 10.0167 | 0.1358 | 0.046642 | 20.8249 | 4.0931 | 9.9727 | 26.1339 | 5.1366 | 12.515 | 8.702 | 0.13913 | 0.047786 | 20.8249 | 6.7681 | 29.1224 | 26.1339 | 8.4935 | 36.5467 | 8.702 | 0.23006 | 0.13954
PA | INSIG | MUNICIPAL | BOYD DEV | PAG043720 | 001 | 1.0214 | 2.139% | 0.00040027 | 0.00040884 | 24.5587 | 4.0931 | 9.9727 | 30.0822 | 5.0137 | 12.2156 | 22.4249 | 2.0592 | 3.521 | 20.9887 | 4.0931 | 9.9727 | 26.1339 | 5.0965 | 12.4174 | 19.4817 | 2.0932 | 3.5792 | 20.9887 | 6.8213 | 29.3515 | 26.1339 | 8.4935 | 36.5467 | 19.4817 | 3.4884 | 10.5341
PA | INSIG | MUNICIPAL | BRADDOCK.JUNE A | PAG044923 | 001 | 1.0324 | 3.236% | 0.00040027 | 0.00041323 | 24.5587 | 4.0931 | 9.9727 | 30.0822 | 5.0137 | 12.2156 | 17.7177 | 1.776 | 3.0764 | 20.7658 | 4.0931 | 9.9727 | 26.1339 | 5.1512 | 12.5507 | 15.3923 | 1.8248 | 3.1608 | 20.7658 | 6.7489 | 29.0398 | 26.1339 | 8.4935 | 36.5467 | 15.3923 | 3.0087 | 9.204
PA | INSIG | MUNICIPAL | BRADFORD MCGONIGAL | PAG045075 | 001 | 1.0214 | 2.139% | 0.00040027 | 0.00040884 | 24.5587 | 4.0931 | 9.9727 | 30.0822 | 5.0137 | 12.2156 | 22.11 | 2.4306 | 3.5951 | 20.9887 | 4.0931 | 9.9727 | 26.1339 | 5.0965 | 12.4174 | 19.2081 | 2.4707 | 3.6545 | 20.9887 | 6.8213 | 29.3515 | 26.1339 | 8.4935 | 36.5467 | 19.2081 | 4.1175 | 10.7559
PA | INSIG | MUNICIPAL | BRADFORD CNTY HUMANE SOCIETY | PAG045255 | 001 | 1.0689 | 6.893% | 0.00040027 | 0.00042787 | 24.5587 | 4.0931 | 9.9727 | 30.0822 | 5.0137 | 12.2156 | 21.9031 | 1.9128 | 2.2658 | 20.0553 | 4.0931 | 9.9727 | 26.1339 | 5.3337 | 12.9953 | 19.0283 | 2.0348 | 2.4104 | 20.0553 | 6.518 | 28.0462 | 26.1339 | 8.4935 | 36.5467 | 19.0283 | 3.2403 | 6.7787
PA | INSIG | MUNICIPAL | BRADFORD COUNTY | PA0033502 | 001 | 1.0689 | 6.893% | 0.075041 | 0.080214 | 21.0902 | 1.3493 | 29.918 | 4843.7937 | 309.8885 | 6871.284 | 3260.0917 | 129.8196 | 1519.7584 | 17.225 | 1.3493 | 28.05 | 4207.9873 | 329.6227 | 6852.51 | 2832.1653 | 138.0866 | 1515.6061 | 17.225 | 2.1497 | 28.05 | 4207.9873 | 525.1543 | 6852.51 | 2832.1653 | 219.9994 | 1515.6061
PA | INSIG | MUNICIPAL | BRADFORD HEIGHTS WOODLAND PROP | PA0228044 | 001 | 1.0324 | 3.236% | 0.027015 | 0.027889 | 4.3866 | 0.87788 | 29.918 | 362.6909 | 72.584 | 2473.6622 | 234.1086 | 21.1609 | 386.6214 | 3.7098 | 0.87788 | 29.0437 | 315.1038 | 74.5647 | 2466.9036 | 203.3923 | 21.7383 | 385.5651 | 3.7098 | 1.4483 | 29.0437 | 315.1038 | 123.0118 | 2466.9036 | 203.3923 | 35.8624 | 385.5651
PA | INSIG | MUNICIPAL | BRADFORD TWP /RAY A MAINES SFTF | PAG045111 | 001 | 1.0787 | 7.866% | 0.00040027 | 0.00043176 | 24.5587 | 4.0931 | 9.9727 | 30.0822 | 5.0137 | 12.2156 | 15.69 | 0.9734 | 0.74068 | 19.8744 | 4.0931 | 9.9727 | 26.1339 | 5.3823 | 13.1136 | 13.6307 | 1.045 | 0.79513 | 19.8744 | 6.4592 | 27.7932 | 26.1339 | 8.4935 | 36.5467 | 13.6307 | 1.649 | 2.216
PA | INSIG | MUNICIPAL | BRADFORD TWP ALLAN LUZIER SFTF | PAG045110 | 001 | 1.0689 | 6.893% | 0.00040027 | 0.00042787 | 24.5587 | 4.0931 | 9.9727 | 30.0822 | 5.0137 | 12.2156 | 19.0061 | 2.1004 | 2.7018 | 20.0553 | 4.0931 | 9.9727 | 26.1339 | 5.3337 | 12.9953 | 16.5116 | 2.2344 | 2.8742 | 20.0553 | 6.518 | 28.0462 | 26.1339 | 8.4935 | 36.5467 | 16.5116 | 3.5581 | 8.0832
PA | INSIG | MUNICIPAL | BRADY TWP | PA0228311 | 001 | 1.1139 | 11.39% | 0.030016 | 0.033435 | 12.8486 | 3.5486 | 0 | 1180.3785 | 326.0006 | 0 | 811.2344 | 138.0123 | 0 | 10.0703 | 3.5486 | 0 | 1025.4458 | 361.3479 | 0 | 704.7543 | 152.9766 | 0 | 10.0703 | 5.4238 | 26.9177 | 1025.4458 | 552.3041 | 2741.004 | 704.7543 | 233.8179 | 532.5317
PA | INSIG | MUNICIPAL | BRADY TWP | PA0228435 | 001 | 1 | 0% | 0.012007 | 0.012007 | 10.0028 | 1.1184 | 29.918 | 367.5748 | 41.098 | 1099.4054 | 275.0812 | 17.3989 | 213.5963 | 8.7327 | 1.1184 | 29.918 | 319.3281 | 40.8962 | 1094.0051 | 238.9749 | 17.3134 | 212.5471 | 8.7327 | 1.9041 | 29.9836 | 319.3281 | 69.6275 | 1096.4016 | 238.9749 | 29.4768 | 213.0127
PA | INSIG | MUNICIPAL | BRATTON TWP SUPERVISORS - BRAT | PA0088617 | 001 | 1.0539 | 5.39% | 0.090049 | 0.094903 | 4.6302 | 1.2313 | 29.918 | 1276.1103 | 339.3383 | 8245.5408 | 1014.1939 | 128.9 | 2212.705 | 3.8355 | 1.2313 | 28.45 | 1108.5793 | 355.8731 | 8223.012 | 881.048 | 135.1809 | 2206.6594 | 3.8355 | 1.9887 | 28.45 | 1108.5793 | 574.7996 | 8223.012 | 881.048 | 218.3416 | 2206.6594
PA | INSIG | MUNICIPAL | BRENDA MARKS | PAG043937 | 001 | 1.0392 | 3.924% | 0.00040055 | 0.00041626 | 24.9197 | 3.9872 | 9.9727 | 30.5244 | 4.8839 | 12.2156 | 20.4532 | 2.5941 | 1.1594 | 24.9197 | 3.9872 | 9.9727 | 31.5922 | 5.0548 | 12.6429 | 21.1687 | 2.6849 | 1.2
PA | INSIG | MUNICIPAL | BRENNEMAN JASON RES | PA0261220 | 001 | 1.1122 | 11.22% | 0.00040022 | 0.00044511 | 24.9197 | 3.9872 | 9.9727 | 30.5244 | 4.8839 | 12.2156 | 21.3358 | 1.8124 | 2.6174 | 19.5614 | 3.9872 | 9.9727 | 26.5179 | 5.4051 | 13.5192 | 18.5354 | 2.0058 | 2.8967 | 19.5614 | 6.1036 | 26.9594 | 26.5179 | 8.2742 | 36.5467 | 18.5354 | 3.0705 | 7.8307
PA | INSIG | MUNICIPAL | Brenton Park STP | PA0065170 | 001 | 1.0665 | 6.65% | 0.031522 | 0.033618 | 24.9174 | 3.9918 | 29.918 | 2403.5671 | 385.0521 | 2885.9393 | 961.2074 | 92.7599 | 243.3921 | 24.9174 | 3.9918 | 29.918 | 2551.1729 | 408.6985 | 3063.1681 | 1020.2363 | 98.4564 | 258.3391
PA | INSIG | MUNICIPAL | BRIAN GUINANE | PA0063274 | 001 | 1.0261 | 2.614% | 0.00030008 | 0.00030793 | 66.4526 | 10.6324 | 29.918 | 30.5244 | 4.8839 | 13.7426 | 13.8892 | 1.8912 | 2.7299 | 28.2765 | 8.823 | 29.918 | 26.5179 | 8.2742 | 28.0573 | 12.0661 | 3.2041 | 5.5734 | 28.2765 | 8.823 | 38.9705 | 26.5179 | 8.2742 | 36.5467 | 12.0661 | 3.2041 | 7.2598
PA | INSIG | MUNICIPAL | BRIAN L BURNS STACIE S BURNS SFTF | PAG045102 | 001 | 1.1122 | 11.22% | 0.00040027 | 0.00044517 | 24.5587 | 4.0931 | 9.9727 | 30.0822 | 5.0137 | 12.2156 | 20.7372 | 1.6737 | 2.9578 | 19.2755 | 4.0931 | 9.9727 | 26.1339 | 5.5495 | 13.521 | 18.0154 | 1.8526 | 3.2739 | 19.2755 | 6.2645 | 26.9557 | 26.1339 | 8.4935 | 36.5467 | 18.0154 | 2.8354 | 8.8491
PA | INSIG | MUNICIPAL | Broad Top Township | PA0087335 | 001 | 1.0356 | 3.558% | 0.003742 | 0.0038752 | 32.6748 | 3.8875 | 29.918 | 374.2206 | 44.5229 | 342.648 | 200.9822 | 10.1626 | 30.5144 | 27.2515 | 3.8875 | 28.6438 | 321.6246 | 45.8804 | 338.0572 | 172.7345 | 10.4724 | 30.1056 | 27.2515 | 6.3229 | 28.6438 | 321.6246 | 74.6231 | 338.0572 | 172.7345 | 17.0331 | 30.1056
PA | INSIG | MUNICIPAL | BROAD TOP CITY BORO | PA0084883 | 001 | 1.1122 | 11.22% | 0.060033 | 0.066767 | 12.298 | 0.24209 | 0 | 2259.5938 | 44.4815 | 0 | 1242.8082 | 8.5628 | 0 | 12.298 | 0.24209 | 0 | 2500.7197 | 49.2283 | 0 | 1375.4308 | 9.4765 | 0 | 20.9698 | 0.73549 | 26.9594 | 4264.0726 | 149.5565 | 5482.008 | 2345.2995 | 28.7899 | 369.377
PA | INSIG | MUNICIPAL | Broad Top Township | PA0087343 | 001 | 1.0356 | 3.558% | 0.014488 | 0.015003 | 7.3518 | 4.001 | 29.918 | 325.3138 | 177.0415 | 1323.8674 | 191.6683 | 40.4106 | 117.8967 | 6.185 | 4.001 | 28.9935 | 282.6141 | 182.8182 | 1324.8186 | 166.5106 | 41.7291 | 117.9814 | 6.185 | 6.5642 | 28.9935 | 282.6141 | 299.9404 | 1324.8186 | 166.5106 | 68.4628 | 117.9814
PA | INSIG | MUNICIPAL | Broad Top Township | PA0246433 | 001 | 1.0356 | 3.558% | 0.0012007 | 0.0012434 | 63.7945 | 7.9743 | 29.918 | 234.4274 | 29.3034 | 109.9405 | 122.6182 | 6.6886 | 9.7907 | 53.7812 | 7.9743 | 28.9535 | 203.6572 | 30.1969 | 109.6402 | 106.5237 | 6.8926 | 9.764 | 53.7812 | 13.1102 | 28.9535 | 203.6572 | 49.6453 | 109.6402 | 106.5237 | 11.3318 | 9.764
PA | INSIG | MUNICIPAL | BROAD TOP TWP - SIX MILE RUN W | PA0088609 | 001 | 1.0781 | 7.814% | 0.083346 | 0.089858 | 21.0409 | 3.6519 | 29.918 | 5367.2546 | 931.5452 | 7631.7061 | 3383.0406 | 178.903 | 679.4628 | 12.2261 | 3.6519 | 27.8106 | 3345.8785 | 999.3995 | 7610.8544 | 2108.9446 | 191.9344 | 677.6063 | 12.2261 | 4.3366 | 27.8106 | 3345.8785 | 1186.7892 | 7610.8544 | 2108.9446 | 227.9226 | 677.6063
PA | INSIG | MUNICIPAL | Brocious SFTF (Jeremy & Elizabeth Brocious) | PA0261815 | 001 | 1.0388 | 3.877% | 0.00040027 | 0.00041579 | 24.5587 | 4.0931 | 29.918 | 30.0822 | 5.0137 | 36.6468 | 17.9483 | 2.3577 | 9.5743 | 24.5587 | 4.0931 | 29.918 | 31.0993 | 5.1832 | 37.8859 | 18.5551 | 2.4374 | 9.898
PA | INSIG | MUNICIPAL | BRON M. JONES RESIDENCE | PAG045170 | 001 | 1.0324 | 3.236% | 0.00045034 | 0.00046492 | 19.647 | 3.2745 | 9.9727 | 30.0822 | 5.0137 | 15.2695 | 18.0211 | 1.1852 | 2.0672 | 18.4571 | 3.2745 | 9.9727 | 26.1339 | 4.6364 | 14.1206 | 15.6558 | 1.096 | 1.9116 | 18.4571 | 5.9985 | 25.8112 | 26.1339 | 8.4935 | 36.5467 | 15.6558 | 2.0078 | 4.9476
PA | INSIG | MUNICIPAL | BROWER, DAYNE & CARRIE | PAG045109 | 001 | 1.0787 | 7.866% | 0.00040055 | 0.00043206 | 24.5587 | 4.0931 | 9.9727 | 30.0822 | 5.0137 | 12.2156 | 15.0208 | 0.99388 | 0.78045 | 24.5587 | 4.0931 | 9.9727 | 32.3156 | 5.3859 | 13.1226 | 16.136 | 1.0677 | 0.8384
PA | INSIG | MUNICIPAL | BROWN ELMER | PAG042228 | 001 | 1.0261 | 2.614% | 0.00040055 | 0.00041102 | 24.5587 | 4.0931 | 9.9727 | 30.0822 | 5.0137 | 12.2156 | 14.1252 | 1.9415 | 2.4266 | 24.5587 | 4.0931 | 9.9727 | 30.742 | 5.1237 | 12.4836 | 14.4351 | 1.9841 | 2.4798
PA | INSIG | MUNICIPAL | BROWN, FRANK A | PAG045011 | 001 | 1.0787 | 7.866% | 0.00040027 | 0.00043176 | 24.5587 | 4.0931 | 9.9727 | 30.0822 | 5.0137 | 12.2156 | 14.4585 | 0.9734 | 0.74068 | 19.8744 | 4.0931 | 9.9727 | 26.1339 | 5.3823 | 13.1136 | 12.5608 | 1.045 | 0.79513 | 19.8744 | 6.4592 | 27.7932 | 26.1339 | 8.4935 | 36.5467 | 12.5608 | 1.649 | 2.216
PA | INSIG | MUNICIPAL | BRUNNER ROBERT L - VILLAGE SQU | PA0084417 | 001 | 1.0797 | 7.973% | 0.030016 | 0.032409 | 23.7435 | 6.1053 | 29.918 | 2181.2736 | 560.8859 | 2748.5136 | 1575.7931 | 190.5355 | 564.7254 | 19.1983 | 6.1053 | 27.7696 | 1894.9666 | 602.6277 | 2741.004 | 1368.9595 | 204.7154 | 563.1824 | 19.1983 | 9.6271 | 27.7696 | 1894.9666 | 950.2423 | 2741.004 | 1368.9595 | 322.8016 | 563.1824
PA | INSIG | MUNICIPAL | BRUSH CREEK COUNTRY ESTATES | PA0083887 | 001 | 1.0356 | 3.558% | 0.020511 | 0.021241 | 140.2118 | 2.0234 | 29.918 | 8802.016 | 127.0235 | 1878.151 | 4008.1481 | 28.9937 | 167.2582 | 118.204 | 2.0234 | 29.918 | 7646.6913 | 130.8965 | 1935.4171 | 3482.0513 | 29.8778 | 172.358 | 118.204 | 3.3347 | 286.0039 | 7646.6913 | 215.7244 | 18501.777 | 3482.0513 | 49.2401 | 1647.6707
PA | INSIG | MUNICIPAL | BRYER, JOSEPH J. & CAROL A. | PAG045058 | 001 | 1.0375 | 3.75% | 0.00040027 | 0.00041528 | 24.5587 | 4.0931 | 9.9727 | 30.0822 | 5.0137 | 12.2156 | 21.3824 | 2.1225 | 2.3733 | 20.6629 | 4.0931 | 9.9727 | 26.1339 | 5.1769 | 12.6132 | 18.5759 | 2.1916 | 2.4505 | 20.6629 | 6.7154 | 28.8958 | 26.1339 | 8.4935 | 36.5467 | 18.5759 | 3.5957 | 7.1004
PA | INSIG | MUNICIPAL | BUCK RESIDENCE STF | PAG044985 | 001 | 1.0787 | 7.866% | 0.00040027 | 0.00043176 | 24.5587 | 4.0931 | 9.9727 | 30.0822 | 5.0137 | 12.2156 | 15.0358 | 0.99388 | 0.78045 | 19.8744 | 4.0931 | 9.9727 | 26.1339 | 5.3823 | 13.1136 | 13.0624 | 1.0669 | 0.83783 | 19.8744 | 6.4592 | 27.7932 | 26.1339 | 8.4935 | 36.5467 | 13.0624 | 1.6837 | 2.335
PA | INSIG | MUNICIPAL | BUEHLER SRSTP | PAG045120 | 001 | 1.0214 | 2.139% | 0.00040027 | 0.00040884 | 24.5587 | 4.0931 | 9.9727 | 30.0822 | 5.0137 | 12.2156 | 20.293 | 1.7398 | 2.5593 | 20.9887 | 4.0931 | 9.9727 | 26.1339 | 5.0965 | 12.4174 | 17.6295 | 1.7686 | 2.6016 | 20.9887 | 6.8213 | 29.3515 | 26.1339 | 8.4935 | 36.5467 | 17.6295 | 2.9474 | 7.6569
PA | INSIG | MUNICIPAL | BUFFALO TWP MUN SEW AUTH | PA0115363 | 001 | 1.0691 | 6.913% | 0.080044 | 0.085577 | 10.6947 | 1.4647 | 29.918 | 2620.0008 | 358.8296 | 7329.3696 | 2110.2068 | 150.4392 | 1635.4876 | 8.733 | 1.4647 | 28.0448 | 2276.0813 | 381.7518 | 7309.344 | 1833.2064 | 160.0493 | 1631.019 | 8.733 | 2.3318 | 28.0448 | 2276.0813 | 607.7413 | 7309.344 | 1833.2064 | 254.7953 | 1631.019
PA | INSIG | MUNICIPAL | BULLOCK, WILLIAM | PAG044945 | 001 | 1.0306 | 3.06% | 0.00040027 | 0.00041252 | 24.5587 | 4.0931 | 9.9727 | 30.0822 | 5.0137 | 12.2156 | 18.3237 | 2.0001 | 2.6105 | 20.8012 | 4.0931 | 9.9727 | 26.1339 | 5.1425 | 12.5293 | 15.9187 | 2.0515 | 2.6775 | 20.8012 | 6.7604 | 29.0893 | 26.1339 | 8.4935 | 36.5467 | 15.9187 | 3.3883 | 7.8101
PA | INSIG | MUNICIPAL | BUNDLE STANLEY D SFRTS | PAG044943 | 001 | 1.0388 | 3.877% | 0.00040027 | 0.00041579 | 24.5587 | 4.0931 | 9.9727 | 30.0822 | 5.0137 | 12.2156 | 19.5266 | 2.1135 | 2.7175 | 20.6376 | 4.0931 | 9.9727 | 26.1339 | 5.1832 | 12.6286 | 16.9637 | 2.1849 | 2.8094 | 20.6376 | 6.7072 | 28.8605 | 26.1339 | 8.4935 | 36.5467 | 16.9637 | 3.5803 | 8.1302
PA | INSIG | MUNICIPAL | BUNKER HILL SEW CO | PA0061433 | 001 | 1.0284 | 2.841% | 0.024413 | 0.025107 | 5.3009 | 0.75152 | 29.918 | 396.0822 | 56.1534 | 2235.4577 | 202.1503 | 24.6146 | 577.6382 | 5.3009 | 0.75152 | 29.1551 | 405.3359 | 57.4653 | 2229.3499 | 206.8732 | 25.1897 | 576.06 | 21.1546 | 6.6008 | 29.1551 | 1617.5897 | 504.7273 | 2229.3499 | 825.5768 | 221.2448 | 576.06
PA | INSIG | MUNICIPAL | BURNS, DAVID L | PA0033162 | 001 | 1.0787 | 7.866% | 0.0060033 | 0.0064755 | 24.9197 | 3.9872 | 9.9727 | 457.866 | 73.2586 | 183.2342 | 239.0807 | 14.3706 | 11.4022 | 20.1692 | 3.9872 | 9.9727 | 397.768 | 78.633 | 196.6769 | 207.6998 | 15.4249 | 12.2387 | 20.1692 | 6.2933 | 27.797 | 397.768 | 124.1133 | 548.2008 | 207.6998 | 24.3465 | 34.1131
PA | INSIG | MUNICIPAL | BURNS, DONNA MAE | PAG044998 | 001 | 1.0787 | 7.866% | 0.00040055 | 0.00043206 | 24.5587 | 4.0931 | 9.9727 | 30.0822 | 5.0137 | 12.2156 | 14.9022 | 0.9734 | 0.74068 | 24.5587 | 4.0931 | 9.9727 | 32.3156 | 5.3859 | 13.1226 | 16.0087 | 1.0457 | 0.79568
PA | INSIG | MUNICIPAL | BURNSIDE BORO COUNCIL | PA0228885 | 001 | 1.0324 | 3.236% | 0.035222 | 0.036362 | 45.7566 | 4.4257 | 29.918 | 5604.7682 | 542.1133 | 3664.6848 | 2976.0094 | 100.7193 | 216.3274 | 43.9681 | 4.4257 | 26.4014 | 4869.1042 | 490.1145 | 2923.7376 | 2585.3879 | 91.0584 | 172.5891 | 43.9681 | 8.2935 | 26.4014 | 4869.1042 | 918.4382 | 2923.7376 | 2585.3879 | 170.6367 | 172.5891
PA | INSIG | MUNICIPAL | BUSE, NATHAN | PAG043671 | 001 | 1.0388 | 3.877% | 0.00040055 | 0.00041608 | 24.5587 | 4.0931 | 9.9727 | 30.0822 | 5.0137 | 12.2156 | 18.9161 | 2.1135 | 2.7175 | 24.5587 | 4.0931 | 9.9727 | 31.1206 | 5.1868 | 12.6373 | 19.5691 | 2.1864 | 2.8113
PA | INSIG | MUNICIPAL | BUSH, JEFF | PAG044961 | 001 | 1.0324 | 3.236% | 0.00040055 | 0.00041351 | 24.5587 | 4.0931 | 9.9727 | 30.0822 | 5.0137 | 12.2156 | 17.9637 | 1.4617 | 1.9092 | 24.5587 | 4.0931 | 9.9727 | 30.9285 | 5.1547 | 12.5593 | 18.469 | 1.5028 | 1.963
PA | INSIG | MUNICIPAL | BUTTERS, GARY R | PA0033928 | 001 | 1.0689 | 6.893% | 0.024013 | 0.025668 | 25.6474 | 3.6084 | 9.9727 | 1884.9427 | 265.196 | 732.937 | 1239.6202 | 111.0968 | 162.1076 | 20.9471 | 3.6084 | 9.9727 | 1637.5312 | 282.084 | 779.6114 | 1076.9116 | 118.1716 | 172.4308 | 20.9471 | 5.7473 | 28.05 | 1637.5312 | 449.2901 | 2192.8032 | 1076.9116 | 188.2181 | 484.9939
PA | INSIG | MUNICIPAL | CABOT OIL & GAS CORP | PAG042234 | 001 | 1.0261 | 2.614% | 0.0019026 | 0.0019523 | 24.9197 | 3.9872 | 9.9727 | 144.9909 | 23.1985 | 58.0242 | 102.144 | 9.3545 | 10.826 | 24.9197 | 3.9872 | 9.9727 | 148.1713 | 23.7074 | 59.2969 | 104.3846 | 9.5596 | 11.0635
PA | INSIG | MUNICIPAL | CAIN, GREGORY & CINDY | PAG045074 | 001 | 1.0787 | 7.866% | 0.00040055 | 0.00043206 | 24.5587 | 4.0931 | 9.9727 | 30.0822 | 5.0137 | 12.2156 | 18.6973 | 1.3503 | 0.84543 | 24.5587 | 4.0931 | 9.9727 | 32.3156 | 5.3859 | 13.1226 | 20.0854 | 1.4506 | 0.90819
PA | INSIG | MUNICIPAL | CALAMUS ESTATES LLP | PA0082708 | 001 | 1.0784 | 7.837% | 0.015008 | 0.016184 | 14.269 | 6.9638 | 29.918 | 655.4352 | 319.874 | 1374.2568 | 312.6541 | 176.2707 | 574.7314 | 11.552 | 1.1378 | 27.8046 | 569.4048 | 56.0837 | 1370.502 | 271.6161 | 30.9056 | 573.1611 | 11.552 | 1.1378 | 27.8046 | 569.4048 | 56.0837 | 1370.502 | 271.6161 | 30.9056 | 573.1611
PA | INSIG | MUNICIPAL | CAL-JUN MGMT INC | PAG045280 | 001 | 1.0306 | 3.06% | 0.0012016 | 0.0012384 | 24.9197 | 3.9872 | 9.9727 | 91.5732 | 14.6517 | 36.6468 | 72.8956 | 6.0908 | 11.8985 | 24.9197 | 3.9872 | 9.9727 | 93.9891 | 15.0383 | 37.6137 | 74.8188 | 6.2515 | 12.2125
PA | INSIG | MUNICIPAL | CAMELLERIE RESIDENCE | PA0261181 | 001 | 1.0461 | 4.605% | 0.00050027 | 0.00052331 | 24.9197 | 3.9872 | 9.9727 | 38.1555 | 6.1049 | 15.2695 | 25.8097 | 2.7003 | 4.018 | 20.798 | 3.9872 | 9.9727 | 33.1473 | 6.3546 | 15.8942 | 22.422 | 2.8108 | 4.1824 | 20.798 | 6.4895 | 28.6636 | 33.1473 | 10.3428 | 45.6834 | 22.422 | 4.5748 | 12.0212
PA | INSIG | MUNICIPAL | CAMP HEBRON | PA0088536 | 001 | 1.0388 | 3.877% | 0.020611 | 0.02141 | 38.0973 | 9.7287 | 0 | 2403.2837 | 613.7114 | 0 | 1667.9534 | 258.7642 | 0 | 32.0187 | 9.7287 | 0 | 2087.8363 | 634.3744 | 0 | 1449.0231 | 267.4765 | 0 | 32.0187 | 15.9453 | 28.8645 | 2087.8363 | 1039.7383 | 1882.1561 | 1449.0231 | 438.3935 | 492.518
PA | INSIG | MUNICIPAL | CAMP IROQUOINA | PA0065251 | 001 | 1.0261 | 2.614% | 0.0097567 | 0.010012 | 0 | 0 | 0 | 0 | 0 | 0 | 0 | 0 | 0 | 0 | 0 | 0 | 0 | 0 | 0 | 0 | 0 | 0
PA | INSIG | MUNICIPAL | CAMP SMALL VALLEY | PA0084476 | 001 | 1.0388 | 3.877% | 0.0065036 | 0.0067557 | 1.6547 | 0.99679 | 29.918 | 32.9358 | 19.8409 | 595.5113 | 19.3178 | 8.3657 | 155.8319 | 1.3907 | 0.99679 | 28.8645 | 28.6128 | 20.5089 | 593.8842 | 16.7822 | 8.6473 | 155.4062 | 1.3907 | 1.6337 | 28.8645 | 28.6128 | 33.614 | 593.8842 | 16.7822 | 14.173 | 155.4062
PA | INSIG | MUNICIPAL | CAMP-A-WHILE INC | PA0033863 | 001 | 1.1017 | 10.17% | 0.01901 | 0.020944 | 15.3954 | 2.9106 | 29.918 | 895.7538 | 169.3494 | 1740.7253 | 447.2065 | 61.6233 | 387.9486 | 12.1999 | 2.9106 | 27.2157 | 778.18 | 185.6562 | 1735.9692 | 388.5076 | 67.5571 | 386.8886 | 12.1999 | 4.498 | 27.2157 | 778.18 | 286.9085 | 1735.9692 | 388.5076 | 104.401 | 386.8886
PA | INSIG | MUNICIPAL | CAMPBELL, CONRAD | PAG044853 | 001 | 1.0534 | 5.342% | 0.00040055 | 0.00042194 | 24.5587 | 4.0931 | 9.9727 | 30.0822 | 5.0137 | 12.2156 | 15.1454 | 1.7976 | 2.0243 | 24.5587 | 4.0931 | 9.9727 | 31.5593 | 5.2599 | 12.8154 | 15.8891 | 1.8859 | 2.1237
PA | INSIG | MUNICIPAL | CANDACE & JACK ROOK | PAG045286 | 001 | 1.0375 | 3.75% | 0.0004011 | 0.00041614 | 24.9197 | 3.9872 | 9.9727 | 30.5244 | 4.8839 | 12.2156 | 23.2276 | 2.4492 | 3.3084 | 24.9197 | 3.9872 | 9.9727 | 31.5826 | 5.0532 | 12.6391 | 24.0328 | 2.5341 | 3.4231
PA | INSIG | MUNICIPAL | CANDLELIGHT INN INC | PAG045210 | 001 | 1.0375 | 3.75% | 0.00030014 | 0.00031139 | 49.1175 | 8.1862 | 9.9727 | 30.0822 | 5.0137 | 6.1078 | 21.6835 | 1.8896 | 1.673 | 27.5568 | 8.1862 | 9.9727 | 26.1339 | 7.7635 | 9.4577 | 18.8376 | 2.926 | 2.5906 | 27.5568 | 8.9559 | 38.5366 | 26.1339 | 8.4935 | 36.5467 | 18.8376 | 3.2012 | 10.0108
PA | INSIG | MUNICIPAL | CANTON BORO AUTH | PA0024341 | 001 | 1.0789 | 7.888% | 0.32518 | 0.35083 | 13.0721 | 2.2399 | 29.918 | 13009.8961 | 2229.1847 | 29775.564 | 6550.6109 | 917.8115 | 5795.0576 | 10.5778 | 2.2399 | 27.7914 | 11302.0463 | 2393.2091 | 29694.21 | 5690.6917 | 985.3445 | 5779.2241 | 10.5778 | 3.5345 | 27.7914 | 11302.0463 | 3776.5342 | 29694.21 | 5690.6917 | 1554.8943 | 5779.2241
PA | INSIG | MUNICIPAL | CAPITAL AREA CHRISTIAN CHURCH | PA0088650 | 001 | 1.0461 | 4.605% | 0.0021012 | 0.0021979 | 42.2938 | 5.8332 | 29.918 | 271.9816 | 37.512 | 192.396 | 213.2111 | 18.5133 | 56.4674 | 35.2983 | 5.8332 | 28.6636 | 236.2821 | 39.0468 | 191.8703 | 185.2257 | 19.2707 | 56.3131 | 35.2983 | 9.4941 | 28.6636 | 236.2821 | 63.5522 | 191.8703 | 185.2257 | 31.3649 | 56.3131
PA | INSIG | MUNICIPAL | CARL D KNOUSE SEW SYS | PAG045029 | 001 | 1.1079 | 10.79% | 0.00040027 | 0.00044345 | 24.5587 | 4.0931 | 9.9727 | 30.0822 | 5.0137 | 12.2156 | 19.2995 | 1.5031 | 2.6663 | 19.3505 | 4.0931 | 9.9727 | 26.1339 | 5.528 | 13.4687 | 16.7664 | 1.6573 | 2.9398 | 19.3505 | 6.2889 | 27.0605 | 26.1339 | 8.4935 | 36.5467 | 16.7664 | 2.5463 | 7.9771
PA | INSIG | MUNICIPAL | CARL E DALLMEYER FAMILY LTD PA | PA0110442 | 001 | 1.0356 | 3.558% | 0.015008 | 0.015542 | 26.1009 | 2.2926 | 29.918 | 1198.9221 | 105.3092 | 1374.2568 | 602.6843 | 23.6335 | 127.2594 | 22.0041 | 2.2926 | 28.9535 | 1041.5554 | 108.5201 | 1370.502 | 523.5778 | 24.3541 | 126.9117 | 22.0041 | 3.7692 | 28.9535 | 1041.5554 | 178.4128 | 1370.502 | 523.5778 | 40.0394 | 126.9117
PA | INSIG | MUNICIPAL | CARL N BEAVER | PAG045045 | 001 | 1.0689 | 6.893% | 0.00040027 | 0.00042787 | 24.5587 | 4.0931 | 9.9727 | 30.0822 | 5.0137 | 12.2156 | 20.9622 | 1.9128 | 2.2658 | 20.0553 | 4.0931 | 9.9727 | 26.1339 | 5.3337 | 12.9953 | 18.2109 | 2.0348 | 2.4104 | 20.0553 | 6.518 | 28.0462 | 26.1339 | 8.4935 | 36.5467 | 18.2109 | 3.2403 | 6.7787
PA | INSIG | MUNICIPAL | CARL N BEAVER SEW SYS | PA0228745 | 001 | 1.0214 | 2.139% | 0.00040022 | 0.00040878 | 24.9197 | 3.9872 | 9.9727 | 30.5244 | 4.8839 | 12.2156 | 22.1277 | 2.0059 | 3.521 | 21.3 | 3.9872 | 9.9727 | 26.5179 | 4.9639 | 12.4157 | 19.2233 | 2.0388 | 3.5787 | 21.3 | 6.6461 | 29.3555 | 26.5179 | 8.2742 | 36.5467 | 19.2233 | 3.3984 | 10.5341
PA | INSIG | MUNICIPAL | CARL NOLAN SRSTP | PAG045142 | 001 | 1.0214 | 2.139% | 0.00040027 | 0.00040884 | 24.5587 | 4.0931 | 9.9727 | 30.0822 | 5.0137 | 12.2156 | 20.2681 | 2.0803 | 3.607 | 20.9887 | 4.0931 | 9.9727 | 26.1339 | 5.0965 | 12.4174 | 17.6079 | 2.1146 | 3.6665 | 20.9887 | 6.8213 | 29.3515 | 26.1339 | 8.4935 | 36.5467 | 17.6079 | 3.5241 | 10.7913
PA | INSIG | MUNICIPAL | CARLA JABCO SEW SYS | PAG045104 | 001 | 1.0466 | 4.663% | 0.00040027 | 0.00041894 | 24.5587 | 4.0931 | 9.9727 | 30.0822 | 5.0137 | 12.2156 | 20.822 | 3.6842 | 7.0312 | 20.4827 | 4.0931 | 9.9727 | 26.1339 | 5.2224 | 12.7242 | 18.0891 | 3.8376 | 7.3239 | 20.4827 | 6.6568 | 28.6438 | 26.1339 | 8.4935 | 36.5467 | 18.0891 | 6.2413 | 21.0358
PA | INSIG | MUNICIPAL | CARLSON SMALL FLOW TREATMENT FACILITY | PAG045242 | 001 | 1.0988 | 9.88% | 0.00040027 | 0.00043982 | 24.5587 | 4.0931 | 9.9727 | 30.0822 | 5.0137 | 12.2156 | 19.7591 | 2.2771 | 3.0621 | 19.5101 | 4.0931 | 9.9727 | 26.1339 | 5.4828 | 13.3585 | 17.1657 | 2.4901 | 3.3486 | 19.5101 | 6.3408 | 27.2837 | 26.1339 | 8.4935 | 36.5467 | 17.1657 | 3.8575 | 9.1612
PA | INSIG | MUNICIPAL | CAROL J BEIRNE SFTF | PAG044893 | 001 | 1.0797 | 7.973% | 0.00040027 | 0.00043219 | 24.5587 | 4.0931 | 9.9727 | 30.0822 | 5.0137 | 12.2156 | 21.6376 | 1.8828 | 2.8281 | 19.8548 | 4.0931 | 9.9727 | 26.1339 | 5.3876 | 13.1265 | 18.7977 | 2.0232 | 3.039 | 19.8548 | 6.4528 | 27.7658 | 26.1339 | 8.4935 | 36.5467 | 18.7977 | 3.1895 | 8.4611
PA | INSIG | MUNICIPAL | CAROLA SFTF | PAG045165 | 001 | 1.0388 | 3.877% | 0.00040027 | 0.00041579 | 24.5587 | 4.0931 | 9.9727 | 30.0822 | 5.0137 | 12.2156 | 18.652 | 2.364 | 3.0848 | 20.6376 | 4.0931 | 9.9727 | 26.1339 | 5.1832 | 12.6286 | 16.2039 | 2.444 | 3.189 | 20.6376 | 6.7072 | 28.8605 | 26.1339 | 8.4935 | 36.5467 | 16.2039 | 4.0048 | 9.229
PA | INSIG | MUNICIPAL | CARPENTER BARBARA | PAG045106 | 001 | 1.0306 | 3.06% | 0.00040055 | 0.00041281 | 24.5587 | 4.0931 | 9.9727 | 30.0822 | 5.0137 | 12.2156 | 23.5911 | 2.2755 | 3.4337 | 24.5587 | 4.0931 | 9.9727 | 30.8758 | 5.146 | 12.5379 | 24.2135 | 2.3355 | 3.5242
PA | INSIG | MUNICIPAL | CARPER, ELWOOD J | PAG044815 | 001 | 1.0534 | 5.342% | 0.00040027 | 0.00042165 | 24.5587 | 4.0931 | 9.9727 | 30.0822 | 5.0137 | 12.2156 | 14.8521 | 1.8366 | 2.354 | 20.3507 | 4.0931 | 9.9727 | 26.1339 | 5.2563 | 12.8067 | 12.9028 | 1.9254 | 2.4679 | 20.3507 | 6.614 | 28.4593 | 26.1339 | 8.4935 | 36.5467 | 12.9028 | 3.1112 | 7.0427
PA | INSIG | MUNICIPAL | CARPER, SCOTT L | PAG044978 | 001 | 1.0328 | 3.284% | 0.00040877 | 0.00042219 | 24.5587 | 4.0931 | 9.9727 | 30.0822 | 5.0137 | 12.2156 | 23.0975 | 1.6096 | 1.8671 | 20.3249 | 4.0931 | 9.9727 | 26.1339 | 5.263 | 12.823 | 20.066 | 1.6896 | 1.9599 | 20.3249 | 6.6056 | 28.4231 | 26.1339 | 8.4935 | 36.5467 | 20.066 | 2.7267 | 5.5859
PA | INSIG | MUNICIPAL | CARROLL VALLEY SEW & WATER AUT | PA0080039 | 001 | 1.0255 | 2.552% | 0.14008 | 0.14365 | 31.8175 | 5.0238 | 29.918 | 13640.7439 | 2153.8017 | 12826.3968 | 8043.9201 | 1452.7078 | 6764.5002 | 27.0865 | 5.0238 | 29.2375 | 11850.3032 | 2197.9128 | 12791.352 | 6988.1007 | 1482.4601 | 6746.018 | 27.0865 | 8.3404 | 29.2375 | 11850.3032 | 3648.9302 | 12791.352 | 6988.1007 | 2461.1502 | 6746.018
PA | INSIG | MUNICIPAL | CARROLLTOWN BORO MUN AUTH | PA0111201 | 001 | 1.019 | 1.904% | 0.20011 | 0.20392 | 24.9197 | 3.9872 | 29.918 | 15262.2 | 2441.952 | 18323.424 | 7844.225 | 582.6971 | 1618.192 | 21.3492 | 3.9872 | 29.4232 | 13258.9321 | 2476.2326 | 18273.36 | 6814.617 | 590.8771 | 1613.7707 | 21.3492 | 6.6615 | 29.4232 | 13258.9321 | 4137.1091 | 18273.36 | 6814.617 | 987.1945 | 1613.7707
PA | INSIG | MUNICIPAL | CASHNER, LARRY & TINA | PAG044896 | 001 | 1.0324 | 3.236% | 0.00040027 | 0.00041323 | 24.5587 | 4.0931 | 9.9727 | 30.0822 | 5.0137 | 12.2156 | 19.1967 | 1.4617 | 1.9092 | 20.7658 | 4.0931 | 9.9727 | 26.1339 | 5.1512 | 12.5507 | 16.6771 | 1.5018 | 1.9616 | 20.7658 | 6.7489 | 29.0398 | 26.1339 | 8.4935 | 36.5467 | 16.6771 | 2.4762 | 5.7121
PA | INSIG | MUNICIPAL | CASSVILLE WATER & SEWER AUTH | PA0087955 | 001 | 1.1606 | 16.06% | 0.030016 | 0.034837 | 15.9785 | 3.8077 | 29.918 | 1467.9184 | 349.8096 | 2748.5136 | 664.6684 | 67.339 | 185.1945 | 12.0196 | 3.8077 | 25.8349 | 1275.2441 | 403.9892 | 2741.004 | 577.4261 | 77.7687 | 184.6885 | 12.0196 | 5.5858 | 25.8349 | 1275.2441 | 592.6409 | 2741.004 | 577.4261 | 114.0845 | 184.6885
PA | INSIG | MUNICIPAL | CASTLE HILL MHP | PA0086045 | 001 | 1.0294 | 2.943% | 0.012307 | 0.012669 | 27.6069 | 2.3161 | 29.918 | 1039.8411 | 87.2384 | 1126.8906 | 539.9026 | 62.8855 | 640.7045 | 27.6069 | 2.3161 | 29.1264 | 1065.1839 | 89.3645 | 1123.8116 | 553.061 | 64.4181 | 638.954 | 55.7932 | 5.8194 | 29.1264 | 2152.7202 | 224.5364 | 1123.8116 | 1117.7277 | 161.8563 | 638.954
PA | INSIG | MUNICIPAL | CATAWISSA BORO | PA0022195 | 001 | 1.011 | 1.1% | 0.20011 | 0.20231 | 21.8516 | 2.5843 | 29.918 | 13383.1155 | 1582.7781 | 18323.424 | 10364.3417 | 619.2941 | 5445.0318 | 18.8697 | 2.5843 | 29.6574 | 11626.4924 | 1592.3229 | 18273.36 | 9003.9528 | 623.0288 | 5430.1547 | 18.8697 | 4.3527 | 29.6574 | 11626.4924 | 2681.881 | 18273.36 | 9003.9528 | 1049.3406 | 5430.1547
PA | INSIG | MUNICIPAL | CAVALRY HEIGHTS INC/MHP | PA0081281 | 001 | 1.0294 | 2.943% | 0.025014 | 0.02575 | 9.9938 | 0.668 | 9.9727 | 765.0904 | 51.1397 | 763.476 | 453.0511 | 36.4532 | 379.0433 | 9.9938 | 0.668 | 9.9727 | 783.7371 | 52.3861 | 782.0833 | 464.0928 | 37.3416 | 388.2812 | 21.1338 | 6.5943 | 29.1264 | 1657.3665 | 517.1386 | 2284.17 | 981.4156 | 368.6244 | 1134.0229
PA | INSIG | MUNICIPAL | CBM MINISTRIES INC | PA0082627 | 001 | 1.0466 | 4.663% | 0.010005 | 0.010472 | 42.9377 | 9.2741 | 29.918 | 1314.8691 | 283.999 | 916.1712 | 1211.927 | 208.6918 | 527.3363 | 35.8159 | 9.2741 | 28.6477 | 1142.2835 | 295.7817 | 913.668 | 1052.8533 | 217.3501 | 525.8955 | 35.8159 | 15.0862 | 28.6477 | 1142.2835 | 481.1458 | 913.668 | 1052.8533 | 353.5617 | 525.8955
PA | INSIG | MUNICIPAL | CEDAR MANOR MHP | PA0080721 | 001 | 1.0784 | 7.837% | 0.072039 | 0.077685 | 14.3532 | 1.0278 | 9.9727 | 3164.6466 | 226.6192 | 2198.8109 | 2117.9513 | 98.3086 | 538.6269 | 14.3532 | 1.0278 | 9.9727 | 3395.8852 | 243.1781 | 2359.4765 | 2272.7086 | 105.4919 | 577.984 | 18.4833 | 2.1545 | 27.8046 | 4373.0292 | 509.7332 | 6578.4096 | 2926.6658 | 221.1249 | 1611.4656
PA | INSIG | MUNICIPAL | CENTRAL COLUMBIA SCHOOL DIST | PA0031852 | 001 | 1.0214 | 2.139% | 0.028015 | 0.028615 | 23.9985 | 3.3115 | 29.918 | 2057.7185 | 283.9433 | 2565.2794 | 1596.767 | 137.6517 | 754.9724 | 20.5128 | 3.3115 | 29.3555 | 1787.6435 | 288.5935 | 2558.2704 | 1387.1918 | 139.906 | 752.9096 | 20.5128 | 5.5196 | 29.3555 | 1787.6435 | 481.0217 | 2558.2704 | 1387.1918 | 233.1925 | 752.9096
PA | INSIG | MUNICIPAL | CENTRE HALL POTTER SEW AUTH | PA0209147 | 001 | 1.0363 | 3.626% | 0.28015 | 0.29031 | 14.2641 | 2.8708 | 29.918 | 12230.5166 | 2461.4876 | 25652.7936 | 8446.5404 | 938.4269 | 6573.4609 | 12.0172 | 2.8708 | 28.9344 | 10625.1778 | 2538.2093 | 25582.704 | 7337.8743 | 967.6766 | 6555.5006 | 12.0172 | 4.7166 | 28.9344 | 10625.1778 | 4170.206 | 25582.704 | 7337.8743 | 1589.8652 | 6555.5006
PA | INSIG | MUNICIPAL | CERO, MICHAEL A | PAG045067 | 001 | 1.0534 | 5.342% | 0.00040027 | 0.00042165 | 24.5587 | 4.0931 | 9.9727 | 30.0822 | 5.0137 | 12.2156 | 13.2093 | 1.904 | 2.7181 | 20.3507 | 4.0931 | 9.9727 | 26.1339 | 5.2563 | 12.8067 | 11.4756 | 1.9961 | 2.8496 | 20.3507 | 6.614 | 28.4593 | 26.1339 | 8.4935 | 36.5467 | 11.4756 | 3.2254 | 8.1319
PA | INSIG | MUNICIPAL | CHADAGA, PCS - HARMONY ESTATES MHP | PA0086151 | 001 | 1.0461 | 4.605% | 0.016009 | 0.016746 | 21.4454 | 1.274 | 29.918 | 1050.7475 | 62.4236 | 1465.8739 | 734.5408 | 27.6112 | 385.7313 | 17.8979 | 1.274 | 28.6636 | 912.8085 | 64.9775 | 1461.8688 | 638.1125 | 28.7409 | 384.6774 | 17.8979 | 2.0734 | 28.6636 | 912.8085 | 105.7445 | 1461.8688 | 638.1125 | 46.7729 | 384.6774
PA | INSIG | MUNICIPAL | CHADAGA, PCS MD - PENN VALLEY | PA0034860 | 001 | 1.0784 | 7.837% | 0.011006 | 0.011869 | 34.6384 | 1.3656 | 0 | 1166.7952 | 46.0003 | 0 | 886.6697 | 21.9567 | 0 | 28.0428 | 1.3656 | 0 | 1013.6454 | 49.3615 | 0 | 770.2882 | 23.561 | 0 | 28.0428 | 2.156 | 27.8046 | 1013.6454 | 77.9328 | 1005.0348 | 770.2882 | 37.1986 | 321.8892
PA | INSIG | MUNICIPAL | CHAMBERLIN, JOHN | PAG044857 | 001 | 1.0214 | 2.139% | 0.00040027 | 0.00040884 | 24.5587 | 4.0931 | 9.9727 | 30.0822 | 5.0137 | 12.2156 | 21.8072 | 2.0592 | 3.521 | 20.9887 | 4.0931 | 9.9727 | 26.1339 | 5.0965 | 12.4174 | 18.945 | 2.0932 | 3.5792 | 20.9887 | 6.8213 | 29.3515 | 26.1339 | 8.4935 | 36.5467 | 18.945 | 3.4884 | 10.5341
PA | INSIG | MUNICIPAL | CHAMBERSBURG AREA SCHOOL DIST/ | PA0031551 | 001 | 1.0466 | 4.663% | 0.0034019 | 0.0035605 | 43.9168 | 3.5634 | 29.918 | 457.2493 | 37.1014 | 311.4982 | 296.3688 | 14.4316 | 60.4921 | 43.9168 | 3.5634 | 28.6477 | 476.2199 | 38.6406 | 310.6471 | 308.6647 | 15.0304 | 60.3269 | 119.6128 | 21.8817 | 28.6477 | 1297.0434 | 237.2787 | 310.6471 | 840.6862 | 92.2962 | 60.3269
PA | INSIG | MUNICIPAL | CHARLES MILLER SFTF | PAG045185 | 001 | 1.0356 | 3.558% | 0.00040027 | 0.00041451 | 24.5587 | 4.0931 | 9.9727 | 30.0822 | 5.0137 | 12.2156 | 15.9552 | 1.1444 | 1.0879 | 20.7013 | 4.0931 | 9.9727 | 26.1339 | 5.1673 | 12.5898 | 13.8611 | 1.1795 | 1.1212 | 20.7013 | 6.7279 | 28.9495 | 26.1339 | 8.4935 | 36.5467 | 13.8611 | 1.9387 | 3.2547
PA | INSIG | MUNICIPAL | CHERRY TWP BRD OF SUPERVISORS | PA0114472 | 001 | 1.0706 | 7.056% | 0.070038 | 0.07498 | 21.7672 | 3.1199 | 29.918 | 4666.0005 | 668.7754 | 6413.1984 | 2102.8748 | 203.5044 | 677.8884 | 17.7508 | 3.1199 | 28.0075 | 4053.4942 | 712.4444 | 6395.676 | 1826.8302 | 216.7926 | 676.0363 | 17.7508 | 4.9618 | 28.0075 | 4053.4942 | 1133.0508 | 6395.676 | 1826.8302 | 344.7807 | 676.0363
PA | INSIG | MUNICIPAL | CHERYL & DALE FULLER | PAG045271 | 001 | 1.0534 | 5.342% | 0.00040055 | 0.00042194 | 24.5587 | 4.0931 | 9.9727 | 30.0822 | 5.0137 | 12.2156 | 13.5 | 2.1798 | 0.92444 | 24.5587 | 4.0931 | 9.9727 | 31.5593 | 5.2599 | 12.8154 | 14.1628 | 2.2868 | 0.96983
PA | INSIG | MUNICIPAL | CHESAPEAKE ESTATES/ NEW OXFORD | PA0260118 | 001 | 1.0294 | 2.943% | 0.070038 | 0.072099 | 6.2636 | 1.1648 | 0 | 1342.6685 | 249.6822 | 0 | 802.4181 | 47.0711 | 0 | 5.3122 | 1.1648 | 0 | 1166.4678 | 255.7674 | 0 | 697.1154 | 48.2183 | 0 | 5.3122 | 1.9272 | 29.1264 | 1166.4678 | 423.1745 | 6395.676 | 697.1154 | 79.7786 | 392.9763
PA | INSIG | MUNICIPAL | CHESTNUT RIDGE ASSOCIATES | PA0060917 | 001 | 1.0463 | 4.634% | 0.014408 | 0.015076 | 24.9197 | 3.9872 | 29.918 | 1098.8784 | 175.8205 | 1319.2865 | 734.4526 | 72.5555 | 286.2943 | 20.7922 | 3.9872 | 28.6556 | 954.6431 | 183.0648 | 1315.6819 | 638.0507 | 75.545 | 285.512 | 20.7922 | 6.4877 | 28.6556 | 954.6431 | 297.8719 | 1315.6819 | 638.0507 | 122.9222 | 285.512
PA | INSIG | MUNICIPAL | CHRIST WESLEYAN CHURCH | PA0113093 | 001 | 1.0306 | 3.06% | 0.0060033 | 0.006187 | 24.9197 | 3.9872 | 29.918 | 457.866 | 73.2586 | 549.7027 | 345.1033 | 33.8013 | 150.4041 | 21.1097 | 3.9872 | 29.0932 | 397.768 | 75.1296 | 548.2008 | 299.8061 | 34.6646 | 149.9931 | 21.1097 | 6.5867 | 29.0932 | 397.768 | 124.1133 | 548.2008 | 299.8061 | 57.2655 | 149.9931
PA | INSIG | MUNICIPAL | CHRISTIAN RETREAT CENTER | PA0111601 | 001 | 0.99936 | -0.06435% | 0.016009 | 0.015998 | 37.2032 | 4.0001 | 29.918 | 1822.8195 | 195.9911 | 1465.8739 | 1492.4762 | 68.2279 | 308.34 | 32.5005 | 4.0001 | 29.918 | 1583.562 | 194.9028 | 1457.7348 | 1296.5785 | 67.849 | 306.6279 | 32.5005 | 6.8148 | 30.0029 | 1583.562 | 332.0444 | 1461.8688 | 1296.5785 | 115.5904 | 307.4975
PA | INSIG | MUNICIPAL | CHRISTIANA BORO | PA0025399 | 001 | 1.0329 | 3.292% | 0.25014 | 0.25837 | 15.0627 | 0.83827 | 29.918 | 11531.5068 | 641.7534 | 22904.28 | 10841.3784 | 497.7627 | 11593.1704 | 12.7309 | 0.83827 | 29.028 | 10017.7862 | 659.6227 | 22841.7 | 9418.2497 | 511.6227 | 11561.495 | 12.7309 | 1.3818 | 29.028 | 10017.7862 | 1087.284 | 22841.7 | 9418.2497 | 843.3292 | 11561.495
PA | INSIG | MUNICIPAL | CHRISTIE ARTHUR T | PAG044926 | 001 | 1.0534 | 5.342% | 0.00040027 | 0.00042165 | 24.5587 | 4.0931 | 9.9727 | 30.0822 | 5.0137 | 12.2156 | 13.3255 | 1.904 | 2.7181 | 20.3507 | 4.0931 | 9.9727 | 26.1339 | 5.2563 | 12.8067 | 11.5765 | 1.9961 | 2.8496 | 20.3507 | 6.614 | 28.4593 | 26.1339 | 8.4935 | 36.5467 | 11.5765 | 3.2254 | 8.1319
PA | INSIG | MUNICIPAL | CHRISTOFF MITCHELL PETRO SFTF | PA0232483 | 001 | 1.0324 | 3.236% | 0.00040055 | 0.00041351 | 24.5587 | 4.0931 | 9.9727 | 30.0822 | 5.0137 | 12.2156 | 17.1574 | 2.0361 | 2.9113 | 24.5587 | 4.0931 | 9.9727 | 30.9285 | 5.1547 | 12.5593 | 17.6401 | 2.0934 | 2.9932
PA | INSIG | MUNICIPAL | CHURCH OF JESUS CHRIST OF LATTER DAY SAINTS | PA0114880 | 001 | 1.0214 | 2.139% | 0.00096049 | 0.00098104 | 27.6886 | 4.4302 | 9.9727 | 76.311 | 12.2098 | 27.4851 | 54.0247 | 5.9191 | 8.089 | 22.1883 | 4.4302 | 9.9727 | 66.2947 | 13.2366 | 29.7966 | 46.9336 | 6.4169 | 8.7693 | 22.1883 | 6.9233 | 30.5797 | 66.2947 | 20.6855 | 91.3668 | 46.9336 | 10.0281 | 26.8896
PA | INSIG | MUNICIPAL | CINDY D FORTUNE SFTF | PAG045004 | 001 | 1.0689 | 6.893% | 0.00040027 | 0.00042787 | 24.5587 | 4.0931 | 9.9727 | 30.0822 | 5.0137 | 12.2156 | 18.5233 | 1.9544 | 2.3139 | 20.0553 | 4.0931 | 9.9727 | 26.1339 | 5.3337 | 12.9953 | 16.0921 | 2.0792 | 2.4615 | 20.0553 | 6.518 | 28.0462 | 26.1339 | 8.4935 | 36.5467 | 16.0921 | 3.3109 | 6.9226
PA | INSIG | MUNICIPAL | CINDY REED-LAUER RESIDENCE | PAG045195 | 001 | 1.0787 | 7.866% | 0.00040027 | 0.00043176 | 24.5587 | 4.0931 | 9.9727 | 30.0822 | 5.0137 | 12.2156 | 14.4546 | 0.9734 | 0.74068 | 19.8744 | 4.0931 | 9.9727 | 26.1339 | 5.3823 | 13.1136 | 12.5575 | 1.045 | 0.79513 | 19.8744 | 6.4592 | 27.7932 | 26.1339 | 8.4935 | 36.5467 | 12.5575 | 1.649 | 2.216
PA | INSIG | MUNICIPAL | CLAPPERTON CHRISTIAN MISSIONARY AND ALLIANCE CHURC | PA0260797 | 001 | 1.0392 | 3.924% | 0.00050027 | 0.0005199 | 24.9197 | 3.9872 | 19.9454 | 38.1555 | 6.1049 | 30.539 | 24.3934 | 3.2427 | 2.8986 | 20.9343 | 3.9872 | 19.9454 | 33.1473 | 6.3133 | 31.5814 | 21.1916 | 3.3534 | 2.9975 | 20.9343 | 6.532 | 28.8515 | 33.1473 | 10.3428 | 45.6834 | 21.1916 | 5.4937 | 4.336
PA | INSIG | MUNICIPAL | CLARE PANNEBAKER SRSTP | PAG045204 | 001 | 1.0356 | 3.558% | 0.00040027 | 0.00041451 | 24.5587 | 4.0931 | 9.9727 | 30.0822 | 5.0137 | 12.2156 | 16.0414 | 1.1444 | 1.0879 | 20.7013 | 4.0931 | 9.9727 | 26.1339 | 5.1673 | 12.5898 | 13.936 | 1.1795 | 1.1212 | 20.7013 | 6.7279 | 28.9495 | 26.1339 | 8.4935 | 36.5467 | 13.936 | 1.9387 | 3.2547
PA | INSIG | MUNICIPAL | CLARENCE H. ADAMS III | PAG045134 | 001 | 1.0324 | 3.236% | 0.00040027 | 0.00041323 | 24.5587 | 4.0931 | 9.9727 | 30.0822 | 5.0137 | 12.2156 | 17.8556 | 1.4617 | 1.9092 | 20.7658 | 4.0931 | 9.9727 | 26.1339 | 5.1512 | 12.5507 | 15.5121 | 1.5018 | 1.9616 | 20.7658 | 6.7489 | 29.0398 | 26.1339 | 8.4935 | 36.5467 | 15.5121 | 2.4762 | 5.7121
PA | INSIG | MUNICIPAL | CLAY MANOR HOMEOWNERS ASSOC | PA0247642 | 001 | 1.0784 | 7.837% | 0.011006 | 0.011869 | 11.5537 | 1.6166 | 29.918 | 389.1861 | 54.454 | 1007.7883 | 218.7717 | 30.3849 | 389.7831 | 9.3538 | 1.6166 | 27.8046 | 338.1054 | 58.4329 | 1005.0348 | 190.0579 | 32.6051 | 388.7181 | 9.3538 | 2.5526 | 27.8046 | 338.1054 | 92.2679 | 1005.0348 | 190.0579 | 51.4847 | 388.7181
PA | INSIG | MUNICIPAL | CLAY TWP SUPERVISORS - VILLAGE | PA0081213 | 001 | 1.0714 | 7.143% | 0.035019 | 0.037521 | 20.1893 | 0.42314 | 0 | 2163.8747 | 45.3516 | 0 | 1165.2472 | 25.3058 | 0 | 16.4506 | 0.42314 | 0 | 1879.8249 | 48.3524 | 0 | 1012.2863 | 26.9802 | 0 | 16.4506 | 0.67317 | 27.9847 | 1879.8249 | 76.9244 | 3197.838 | 1012.2863 | 42.9231 | 1236.8303
PA | INSIG | MUNICIPAL | CLEAR RUN INC - WOODS-EDGE EST | PA0114081 | 001 | 1.0214 | 2.139% | 0.021012 | 0.021461 | 24.9197 | 3.9872 | 0 | 1602.531 | 256.405 | 0 | 1265.5957 | 104.5852 | 0 | 21.3 | 3.9872 | 0 | 1392.1879 | 260.6041 | 0 | 1099.4776 | 106.2979 | 0 | 21.3 | 6.6461 | 29.3555 | 1392.1879 | 434.3965 | 1918.7028 | 1099.4776 | 177.1862 | 570.0342
PA | INSIG | MUNICIPAL | CLIFFORD ROBINSON SRSTP | PAG045148 | 001 | 1.0294 | 2.943% | 0.00040027 | 0.00041205 | 24.5587 | 4.0931 | 9.9727 | 30.0822 | 5.0137 | 12.2156 | 10.0167 | 0.1358 | 0.046642 | 20.8249 | 4.0931 | 9.9727 | 26.1339 | 5.1366 | 12.515 | 8.702 | 0.13913 | 0.047786 | 20.8249 | 6.7681 | 29.1224 | 26.1339 | 8.4935 | 36.5467 | 8.702 | 0.23006 | 0.13954
PA | INSIG | MUNICIPAL | CLYMER TWP MUN AUTH | PA0114693 | 001 | 1.0465 | 4.651% | 0.025014 | 0.026177 | 20.3046 | 3.8476 | 29.918 | 1554.4551 | 294.5605 | 2290.428 | 706.2758 | 83.6093 | 161.1989 | 16.9387 | 3.8476 | 28.651 | 1350.4222 | 306.7468 | 2284.17 | 613.5723 | 87.0683 | 160.7585 | 16.9387 | 6.2596 | 28.651 | 1350.4222 | 499.0388 | 2284.17 | 613.5723 | 141.6492 | 160.7585
PA | INSIG | MUNICIPAL | COCHRAN, JOSEPH | PAG044881 | 001 | 1.0534 | 5.342% | 0.00040055 | 0.00042194 | 24.5587 | 4.0931 | 9.9727 | 30.0822 | 5.0137 | 12.2156 | 13.9279 | 1.4315 | 0.84457 | 24.5587 | 4.0931 | 9.9727 | 31.5593 | 5.2599 | 12.8154 | 14.6118 | 1.5018 | 0.88604
PA | INSIG | MUNICIPAL | COD INVESTMENTS LLC - BAILEY RUN MHP | PA0081221 | 001 | 1.0797 | 7.973% | 0.030016 | 0.032409 | 5.13 | 0.62215 | 29.918 | 471.2877 | 57.1562 | 2748.5136 | 363.8519 | 21.3235 | 715.2041 | 5.13 | 0.62215 | 27.7696 | 506.3615 | 61.4098 | 2741.004 | 390.9303 | 22.9104 | 713.25 | 13.7902 | 2.6767 | 27.7696 | 1361.162 | 264.2061 | 2741.004 | 1050.8685 | 98.5684 | 713.25
PA | INSIG | MUNICIPAL | COGAN VALLEY FARMS INC | PA0110272 | 001 | 1.0375 | 3.75% | 0.015008 | 0.015571 | 3.2894 | 0.67782 | 29.918 | 151.0958 | 31.1349 | 1374.2568 | 113.5377 | 11.5342 | 397.1288 | 2.768 | 0.67782 | 28.8998 | 131.2634 | 32.1438 | 1370.502 | 98.6351 | 11.908 | 396.0437 | 2.768 | 1.1123 | 28.8998 | 131.2634 | 52.7481 | 1370.502 | 98.6351 | 19.541 | 396.0437
PA | INSIG | MUNICIPAL | COLIN REED SEW SYS | PAG045100 | 001 | 1.0356 | 3.558% | 0.00045034 | 0.00046636 | 19.647 | 3.2745 | 9.9727 | 30.0822 | 5.0137 | 15.2695 | 16.8571 | 1.1444 | 1.3598 | 18.3997 | 3.2745 | 9.9727 | 26.1339 | 4.6509 | 14.1646 | 14.6446 | 1.0616 | 1.2614 | 18.3997 | 5.9799 | 25.7309 | 26.1339 | 8.4935 | 36.5467 | 14.6446 | 1.9387 | 3.2547
PA | INSIG | MUNICIPAL | COLLEY VALLEY PUB | PAG045244 | 001 | 1.0706 | 7.056% | 0.00040027 | 0.00042852 | 24.5587 | 4.0931 | 9.9727 | 30.0822 | 5.0137 | 12.2156 | 16.1277 | 1.7289 | 2.4072 | 20.0249 | 4.0931 | 9.9727 | 26.1339 | 5.3418 | 13.015 | 14.0109 | 1.842 | 2.5647 | 20.0249 | 6.5081 | 28.0037 | 26.1339 | 8.4935 | 36.5467 | 14.0109 | 2.9289 | 7.2018
PA | INSIG | MUNICIPAL | COLLINS, BROOKS & JANICE | PAG044907 | 001 | 1.0306 | 3.06% | 0.00040027 | 0.00041252 | 24.5587 | 4.0931 | 9.9727 | 30.0822 | 5.0137 | 12.2156 | 20.8898 | 2.0481 | 2.4779 | 20.8012 | 4.0931 | 9.9727 | 26.1339 | 5.1425 | 12.5293 | 18.148 | 2.1007 | 2.5415 | 20.8012 | 6.7604 | 29.0893 | 26.1339 | 8.4935 | 36.5467 | 18.148 | 3.4695 | 7.4133
PA | INSIG | MUNICIPAL | Colney Residence and Apartment | PA0261904 | 001 | 1.0648 | 6.482% | 0.00040027 | 0.00042622 | 24.5587 | 0 | 29.918 | 30.0822 | 0 | 36.6468 | 24.2624 | 0 | 17.4674 | 24.5587 | 0 | 29.918 | 31.879 | 0 | 38.8358 | 25.7116 | 0 | 18.5107
PA | INSIG | MUNICIPAL | COLUMBIA COUNTY | PA0113107 | 001 | 1.0084 | 0.8403% | 0.020011 | 0.020179 | 24.9197 | 3.9872 | 29.918 | 1526.22 | 244.1952 | 1832.3424 | 1111.767 | 118.3824 | 539.266 | 21.5744 | 3.9872 | 29.7337 | 1325.8932 | 245.0377 | 1827.336 | 965.84 | 118.7908 | 537.7926 | 21.5744 | 6.7317 | 29.7337 | 1325.8932 | 413.7109 | 1827.336 | 965.84 | 200.5612 | 537.7926
PA | INSIG | MUNICIPAL | COLUMBIA INVESTMENT CORP | PA0112381 | 001 | 1.0214 | 2.139% | 0.0045025 | 0.0045988 | 24.9197 | 3.9872 | 29.918 | 343.3995 | 54.9439 | 412.277 | 249.2127 | 22.4111 | 122.4848 | 21.3 | 3.9872 | 29.3555 | 298.326 | 55.8437 | 411.1506 | 216.5019 | 22.7781 | 122.1502 | 21.3 | 6.6461 | 29.3555 | 298.326 | 93.085 | 411.1506 | 216.5019 | 37.9685 | 122.1502
PA | INSIG | MUNICIPAL | COLUMBIA INVESTMENT CORP | PA0209651 | 001 | 1.0214 | 2.139% | 0.011206 | 0.011446 | 13.3686 | 1.8887 | 29.918 | 458.507 | 64.7789 | 1026.1117 | 344.8507 | 25.3461 | 304.9218 | 11.427 | 1.8887 | 29.3555 | 398.3365 | 65.8398 | 1023.3082 | 299.5954 | 25.7611 | 304.0887 | 11.427 | 3.1486 | 29.3555 | 398.3365 | 109.7575 | 1023.3082 | 299.5954 | 42.9449 | 304.0887
PA | INSIG | MUNICIPAL | COLUMBIA MONTOUR AREA VO-TECH | PA0041131 | 001 | 1.0214 | 2.139% | 0.015008 | 0.015329 | 15.0111 | 2.2117 | 0 | 689.5204 | 101.5939 | 0 | 535.0603 | 49.2513 | 0 | 12.8303 | 2.2117 | 0 | 598.9988 | 103.2577 | 0 | 464.8165 | 50.0579 | 0 | 12.8303 | 3.6869 | 29.3555 | 598.9988 | 172.1296 | 1370.502 | 464.8165 | 83.446 | 403.3445
PA | INSIG | MUNICIPAL | COMSTOCK, DAN H | PAG045191 | 001 | 1.0214 | 2.139% | 0.00040027 | 0.00040884 | 24.5587 | 4.0931 | 9.9727 | 30.0822 | 5.0137 | 12.2156 | 20.4547 | 2.4306 | 3.5951 | 20.9887 | 4.0931 | 9.9727 | 26.1339 | 5.0965 | 12.4174 | 17.77 | 2.4707 | 3.6545 | 20.9887 | 6.8213 | 29.3515 | 26.1339 | 8.4935 | 36.5467 | 17.77 | 4.1175 | 10.7559
PA | INSIG | MUNICIPAL | CONESTOGA TWP | PA0085014 | 001 | 1.0784 | 7.837% | 0.0040022 | 0.0043158 | 44.8954 | 2.8478 | 29.918 | 549.9276 | 34.8833 | 366.4685 | 324.7218 | 19.2229 | 153.2617 | 36.3467 | 2.8478 | 27.8046 | 477.7458 | 37.4322 | 365.4672 | 282.0998 | 20.6275 | 152.843 | 36.3467 | 4.4962 | 27.8046 | 477.7458 | 59.0986 | 365.4672 | 282.0998 | 32.567 | 152.843
PA | INSIG | MUNICIPAL | CONESTOGO WOOD SPCLTIES CORP | PA0083909 | 001 | 1.0784 | 7.837% | 0.02291 | 0.024706 | 80.5423 | 9.5492 | 29.918 | 4710.8712 | 558.526 | 1749.887 | 2980.6689 | 313.7903 | 721.5952 | 80.5423 | 9.5492 | 29.918 | 6060.2657 | 718.5117 | 2251.1293 | 3834.4596 | 403.6733 | 928.2909 | 107.5784 | 26.5485 | 46.2643 | 8094.5468 | 1997.5928 | 3481.0751 | 5121.5926 | 1122.2848 | 1435.4796
PA | INSIG | MUNICIPAL | CONEWAGO IND PARK WATER AND SEWER CO | PA0080055 | 001 | 1.0784 | 7.837% | 0.15008 | 0.16184 | 33.9806 | 1.9931 | 29.918 | 15608.6519 | 915.5014 | 13742.568 | 11271.3248 | 397.1492 | 3366.4179 | 27.5102 | 1.9931 | 27.8046 | 13559.9099 | 982.3964 | 13705.02 | 9791.8865 | 426.1686 | 3357.2201 | 27.5102 | 2.4613 | 27.8046 | 13559.9099 | 1213.2073 | 13705.02 | 9791.8865 | 526.2955 | 3357.2201
PA | INSIG | MUNICIPAL | CONEWAGO VALLEY MHP INC | PA0080080 | 001 | 1.0648 | 6.482% | 0.046025 | 0.049008 | 19.2879 | 4.966 | 0 | 2716.9768 | 699.5338 | 0 | 1869.0417 | 129.3788 | 0 | 15.8139 | 4.966 | 0 | 2360.3551 | 741.2163 | 0 | 1623.7172 | 137.088 | 0 | 15.8139 | 7.9402 | 28.1584 | 2360.3551 | 1185.137 | 4202.8728 | 1623.7172 | 219.1912 | 232.9866
PA | INSIG | MUNICIPAL | CONFER SRSTP | PAG045198 | 001 | 1.0466 | 4.663% | 0.00040027 | 0.00041894 | 24.5587 | 4.0931 | 9.9727 | 30.0822 | 5.0137 | 12.2156 | 21.1392 | 3.6842 | 7.0312 | 20.4827 | 4.0931 | 9.9727 | 26.1339 | 5.2224 | 12.7242 | 18.3646 | 3.8376 | 7.3239 | 20.4827 | 6.6568 | 28.6438 | 26.1339 | 8.4935 | 36.5467 | 18.3646 | 6.2413 | 21.0358
PA | INSIG | MUNICIPAL | CONFER, JACK R | PAG045019 | 001 | 1.0375 | 3.75% | 0.00040027 | 0.00041528 | 24.5587 | 4.0931 | 9.9727 | 30.0822 | 5.0137 | 12.2156 | 21.378 | 1.8574 | 3.53 | 20.6629 | 4.0931 | 9.9727 | 26.1339 | 5.1769 | 12.6132 | 18.5721 | 1.9178 | 3.6449 | 20.6629 | 6.7154 | 28.8958 | 26.1339 | 8.4935 | 36.5467 | 18.5721 | 3.1465 | 10.5612
PA | INSIG | MUNICIPAL | CONLEY, ROBERT - BUMBER BOBS R | PA0086118 | 001 | 1.0648 | 6.482% | 0.0016009 | 0.0017046 | 30.4719 | 6.6386 | 0 | 149.3009 | 32.5268 | 0 | 112.2351 | 13.3381 | 0 | 24.9835 | 6.6386 | 0 | 129.7042 | 34.4649 | 0 | 97.5034 | 14.1328 | 0 | 24.9835 | 10.6145 | 28.1584 | 129.7042 | 55.1063 | 146.1869 | 97.5034 | 22.5971 | 42.0633
PA | INSIG | MUNICIPAL | CONOY TWP - BAINBRIDGE WWTP | PA0085006 | 001 | 1 | 0% | 0.080044 | 0.080044 | 15.2995 | 3.8473 | 29.918 | 3748.0911 | 942.5172 | 7329.3696 | 2991.3118 | 453.6529 | 2176.2819 | 13.3571 | 3.8473 | 29.918 | 3256.1816 | 937.8875 | 7293.3673 | 2598.724 | 451.4245 | 2165.5919 | 13.3571 | 6.5507 | 29.9836 | 3256.1816 | 1596.9241 | 7309.344 | 2598.724 | 768.6323 | 2170.3358
PA | INSIG | MUNICIPAL | CONOY TWP - FALMOUTH WWTP | PA0085022 | 001 | 2.5679 | 156.8% | 0.025014 | 0.064232 | 10.8148 | 2.6196 | 29.918 | 827.947 | 200.5479 | 2290.428 | 650.3487 | 86.9987 | 561.0697 | 3.677 | 1.7368 | 11.6765 | 719.2971 | 339.7601 | 2284.17 | 565.0047 | 147.3897 | 559.5367 | 3.677 | 1.7368 | 11.6765 | 719.2971 | 339.7601 | 2284.17 | 565.0047 | 147.3897 | 559.5367
PA | INSIG | MUNICIPAL | CONSOLIDATED STEEL SRVCS INC | PA0205176 | 001 | 1.0878 | 8.781% | 0.0050027 | 0.005442 | 24.9197 | 3.9872 | 0 | 381.555 | 61.0488 | 0 | 195.4056 | 21.1313 | 0 | 19.9995 | 3.9872 | 0 | 331.4733 | 66.0835 | 0 | 169.7572 | 22.874 | 0 | 19.9995 | 6.2403 | 27.5632 | 331.4733 | 103.4277 | 456.834 | 169.7572 | 35.8002 | 110.6567
PA | INSIG | MUNICIPAL | CONYNGHAM BORO AUTH | PA0042048 | 001 | 1.0553 | 5.533% | 0.35019 | 0.36957 | 25.0639 | 1.8711 | 0 | 26863.3973 | 2005.4795 | 0 | 19760.1159 | 776.2122 | 0 | 20.7347 | 1.8711 | 0 | 23337.7093 | 2106.0433 | 0 | 17166.6985 | 815.135 | 0 | 20.7347 | 3.0184 | 28.4116 | 23337.7093 | 3397.3423 | 31978.38 | 17166.6985 | 1314.9267 | 7339.4665
PA | INSIG | MUNICIPAL | COOPER TWP MUN AUTH - GRASSFLA | PA0209678 | 001 | 1.0324 | 3.236% | 0.12007 | 0.12395 | 6.9837 | 0.62406 | 29.918 | 2566.3288 | 229.3258 | 10994.0544 | 1481.0945 | 93.1322 | 2620.1844 | 5.9057 | 0.62406 | 29.0437 | 2229.4099 | 235.5837 | 10964.016 | 1286.6499 | 95.6736 | 2613.0254 | 5.9057 | 1.0291 | 29.0437 | 2229.4099 | 388.4745 | 10964.016 | 1286.6499 | 157.7646 | 2613.0254
PA | INSIG | MUNICIPAL | COOPER TWP MUN AUTH - WINBURNE | PA0209660 | 001 | 1.0324 | 3.236% | 0.1851 | 0.19109 | 34.1101 | 5.1335 | 29.918 | 19324.0819 | 2908.2122 | 16949.1672 | 11654.7873 | 1181.0628 | 4039.4509 | 28.8458 | 5.1335 | 29.0437 | 16787.6643 | 2987.5724 | 16902.858 | 10125.017 | 1213.292 | 4028.4142 | 28.8458 | 8.466 | 29.0437 | 16787.6643 | 4927.0384 | 16902.858 | 10125.017 | 2000.9343 | 4028.4142
PA | INSIG | MUNICIPAL | COOPER, JOSEPH B JR AND DIANE R | PAG045197 | 001 | 1.1057 | 10.57% | 0.00040055 | 0.00044287 | 24.5587 | 4.0931 | 9.9727 | 30.0822 | 5.0137 | 12.2156 | 20.3238 | 2.2189 | 3.4289 | 24.5587 | 4.0931 | 9.9727 | 33.1243 | 5.5207 | 13.4509 | 22.379 | 2.4433 | 3.7757
PA | INSIG | MUNICIPAL | COOPER, KEITH | PAG045006 | 001 | 1.0375 | 3.75% | 0.00040055 | 0.00041557 | 24.5587 | 4.0931 | 9.9727 | 30.0822 | 5.0137 | 12.2156 | 20.4474 | 1.4039 | 1.7504 | 24.5587 | 4.0931 | 9.9727 | 31.0825 | 5.1804 | 12.6218 | 21.1274 | 1.4506 | 1.8086
PA | INSIG | MUNICIPAL | COPART AUTO AUCTIONS | PA0246646 | 001 | 1.026 | 2.596% | 0.0017009 | 0.0017451 | 79.1551 | 15.3007 | 29.918 | 412.0702 | 79.6534 | 155.7491 | 292.5052 | 33.5532 | 33.4809 | 67.3563 | 15.3007 | 29.2249 | 357.9832 | 81.3198 | 155.3236 | 254.1119 | 34.2551 | 33.3894 | 67.3563 | 25.391 | 29.2249 | 357.9832 | 134.9473 | 155.3236 | 254.1119 | 56.8452 | 33.3894
PA | INSIG | MUNICIPAL | COPPOLINO & MARSHALL SRSTP | PAG045189 | 001 | 1.0461 | 4.605% | 0.00040027 | 0.00041871 | 24.5587 | 4.0931 | 9.9727 | 30.0822 | 5.0137 | 12.2156 | 21.7263 | 2.2177 | 3.2144 | 20.494 | 4.0931 | 9.9727 | 26.1339 | 5.2195 | 12.7171 | 18.8747 | 2.3087 | 3.3464 | 20.494 | 6.6605 | 28.6597 | 26.1339 | 8.4935 | 36.5467 | 18.8747 | 3.7568 | 9.6169
PA | INSIG | MUNICIPAL | CORSTIAAN VAN VUGT | PAG043670 | 001 | 1.0648 | 6.482% | 0.00040055 | 0.00042651 | 24.5587 | 4.0931 | 9.9727 | 30.0822 | 5.0137 | 12.2156 | 23.5306 | 2.4705 | 3.6961 | 24.5587 | 4.0931 | 9.9727 | 31.9009 | 5.3168 | 12.9541 | 24.9532 | 2.6198 | 3.9195
PA | INSIG | MUNICIPAL | COVANCE RESEARCH PRODUCTS INC | PA0084174 | 001 | 1.0784 | 7.837% | 0.030016 | 0.032369 | 28.7075 | 0.9629 | 29.918 | 2637.3082 | 88.4597 | 2748.5136 | 1656.4867 | 48.7685 | 1031.3794 | 23.2413 | 0.9629 | 27.8046 | 2291.1435 | 94.9234 | 2741.004 | 1439.0615 | 52.3319 | 1028.5615 | 23.2413 | 1.5202 | 27.8046 | 2291.1435 | 149.8668 | 2741.004 | 1439.0615 | 82.6226 | 1028.5615
PA | INSIG | MUNICIPAL | COVINGTON TWP SEW AUTH | PA0062570 | 001 | 1.0665 | 6.65% | 0.20011 | 0.21342 | 3.0551 | 0.10642 | 29.918 | 1871.1123 | 65.1781 | 18323.424 | 611.6516 | 7.2858 | 339.3439 | 3.0551 | 0.10642 | 28.1139 | 1985.7476 | 69.1713 | 18273.36 | 649.1249 | 7.7321 | 338.4168 | 20.3991 | 6.365 | 28.1139 | 13258.9321 | 4137.1091 | 18273.36 | 4334.2383 | 462.4568 | 338.4168
PA | INSIG | MUNICIPAL | COWDER SETH | PAG045287 | 001 | 1.0324 | 3.236% | 0.00050068 | 0.00051689 | 24.9197 | 3.9872 | 9.9727 | 38.1555 | 6.1049 | 15.2695 | 22.7676 | 2.1626 | 3.8455 | 24.9197 | 3.9872 | 9.9727 | 39.2289 | 6.2766 | 15.6991 | 23.4081 | 2.2234 | 3.9537
PA | INSIG | MUNICIPAL | COWDER, SETH G | PAG045005 | 001 | 1.0324 | 3.236% | 0.00040055 | 0.00041351 | 24.5587 | 4.0931 | 9.9727 | 30.0822 | 5.0137 | 12.2156 | 17.9502 | 1.776 | 3.0764 | 24.5587 | 4.0931 | 9.9727 | 30.9285 | 5.1547 | 12.5593 | 18.4552 | 1.826 | 3.163
PA | INSIG | MUNICIPAL | COWFER, EARL | PAG044812 | 001 | 1.0797 | 7.973% | 0.00040027 | 0.00043219 | 24.5587 | 4.0931 | 9.9727 | 30.0822 | 5.0137 | 12.2156 | 21.7896 | 1.7032 | 2.5099 | 19.8548 | 4.0931 | 9.9727 | 26.1339 | 5.3876 | 13.1265 | 18.9297 | 1.8302 | 2.697 | 19.8548 | 6.4528 | 27.7658 | 26.1339 | 8.4935 | 36.5467 | 18.9297 | 2.8853 | 7.5091
PA | INSIG | MUNICIPAL | CRAIG A & KAREN L ULMER | PAG044903 | 001 | 1.0306 | 3.06% | 0.00035048 | 0.00036121 | 28.0671 | 4.6779 | 9.9727 | 30.0822 | 5.0137 | 10.6887 | 21.254 | 2.3133 | 2.9245 | 28.0671 | 4.6779 | 9.9727 | 30.8758 | 5.146 | 10.9707 | 21.8148 | 2.3743 | 3.0017
PA | INSIG | MUNICIPAL | CRAIG SUMMERS SM FL TRMT SYS | PAG045091 | 001 | 1.0797 | 7.973% | 0.00040027 | 0.00043219 | 24.5587 | 4.0931 | 9.9727 | 30.0822 | 5.0137 | 12.2156 | 20.7821 | 1.8828 | 2.8281 | 19.8548 | 4.0931 | 9.9727 | 26.1339 | 5.3876 | 13.1265 | 18.0545 | 2.0232 | 3.039 | 19.8548 | 6.4528 | 27.7658 | 26.1339 | 8.4935 | 36.5467 | 18.0545 | 3.1895 | 8.4611
PA | INSIG | MUNICIPAL | CRAWFORD, DAVID & SHELLY | PAG044970 | 001 | 1.0328 | 3.284% | 0.00040027 | 0.00041342 | 24.5587 | 4.0931 | 9.9727 | 30.0822 | 5.0137 | 12.2156 | 22.6118 | 2.1766 | 3.4312 | 20.7561 | 4.0931 | 9.9727 | 26.1339 | 5.1536 | 12.5565 | 19.644 | 2.2373 | 3.5269 | 20.7561 | 6.7457 | 29.0262 | 26.1339 | 8.4935 | 36.5467 | 19.644 | 3.6872 | 10.2654
PA | INSIG | MUNICIPAL | Creek View MHC | PA0088676 | 001 | 1.0461 | 4.605% | 0.060033 | 0.062797 | 1.1841 | 0.024384 | 29.918 | 217.5623 | 4.4802 | 5497.0272 | 162.7801 | 1.9817 | 1446.4924 | 0.98832 | 0.024384 | 28.6636 | 189.0193 | 4.6635 | 5482.008 | 141.4243 | 2.0627 | 1442.5403 | 0.98832 | 0.038937 | 28.6636 | 189.0193 | 7.4468 | 5482.008 | 141.4243 | 3.2939 | 1442.5403
PA | INSIG | MUNICIPAL | CRESTVIEW VILLAGE MHP | PA0033057 | 001 | 1.0388 | 3.877% | 0.014508 | 0.01507 | 20.7731 | 2.7412 | 29.918 | 922.3863 | 121.716 | 1328.4482 | 719.0568 | 57.3909 | 335.4668 | 17.4587 | 2.7412 | 28.8645 | 801.3168 | 125.8141 | 1324.8186 | 624.6757 | 59.3231 | 334.5502 | 17.4587 | 4.4928 | 28.8645 | 801.3168 | 206.209 | 1324.8186 | 624.6757 | 97.2305 | 334.5502
PA | INSIG | MUNICIPAL | CROFT, JOHN | PAG045046 | 001 | 1.0787 | 7.866% | 0.00040027 | 0.00043176 | 24.5587 | 4.0931 | 9.9727 | 30.0822 | 5.0137 | 12.2156 | 15.69 | 0.9734 | 0.74068 | 19.8744 | 4.0931 | 9.9727 | 26.1339 | 5.3823 | 13.1136 | 13.6307 | 1.045 | 0.79513 | 19.8744 | 6.4592 | 27.7932 | 26.1339 | 8.4935 | 36.5467 | 13.6307 | 1.649 | 2.216
PA | INSIG | MUNICIPAL | CROWE TRANSPORTATION | PA0081353 | 001 | 1.0784 | 7.837% | 0.0070038 | 0.0075527 | 4.9839 | 2.0115 | 29.918 | 106.8354 | 43.1178 | 641.3198 | 73.2849 | 18.7047 | 157.0995 | 4.0349 | 0.51776 | 27.8046 | 92.8125 | 11.9097 | 639.5676 | 63.6658 | 5.1665 | 156.6703 | 4.0349 | 0.51776 | 27.8046 | 92.8125 | 11.9097 | 639.5676 | 63.6658 | 5.1665 | 156.6703
PA | INSIG | MUNICIPAL | CUMBERLAND VALLEY SCHOOL DIST/ | PA0029866 | 001 | 1.0461 | 4.605% | 0.0065036 | 0.0068031 | 41.0572 | 6.9016 | 9.9727 | 817.2329 | 137.3753 | 198.5038 | 593.8174 | 60.7639 | 52.2344 | 16.1891 | 6.9016 | 9.9727 | 335.4245 | 142.9958 | 206.6251 | 243.726 | 63.2499 | 54.3715 | 16.1891 | 8.4525 | 28.6636 | 335.4245 | 175.129 | 593.8842 | 243.726 | 77.4631 | 156.2752
PA | INSIG | MUNICIPAL | CUOMO SR STP | PAG046277 | 001 | 1.0356 | 3.558% | 0.00040027 | 0.00041451 | 24.5587 | 4.0931 | 9.9727 | 30.0822 | 5.0137 | 12.2156 | 16.408 | 1.1444 | 1.0879 | 20.7013 | 4.0931 | 9.9727 | 26.1339 | 5.1673 | 12.5898 | 14.2545 | 1.1795 | 1.1212 | 20.7013 | 6.7279 | 28.9495 | 26.1339 | 8.4935 | 36.5467 | 14.2545 | 1.9387 | 3.2547
PA | INSIG | MUNICIPAL | CURT CHAFFE SRSTP | PAG045169 | 001 | 1.0988 | 9.88% | 0.00040027 | 0.00043982 | 24.5587 | 4.0931 | 9.9727 | 30.0822 | 5.0137 | 12.2156 | 17.7917 | 1.7936 | 2.1624 | 19.5101 | 4.0931 | 9.9727 | 26.1339 | 5.4828 | 13.3585 | 15.4565 | 1.9614 | 2.3647 | 19.5101 | 6.3408 | 27.2837 | 26.1339 | 8.4935 | 36.5467 | 15.4565 | 3.0385 | 6.4694
PA | INSIG | MUNICIPAL | CUSTER, ALBERT | PAG043505 | 001 | 1.0356 | 3.558% | 0.00040055 | 0.0004148 | 24.5587 | 4.0931 | 9.9727 | 30.0822 | 5.0137 | 12.2156 | 14.0363 | 1.1252 | 1.1312 | 24.5587 | 4.0931 | 9.9727 | 31.0249 | 5.1708 | 12.5984 | 14.4762 | 1.1604 | 1.1666
PA | INSIG | MUNICIPAL | CUTTIN CO LLC-BIGGERSTAFF REST | PA0081884 | 001 | 1.0294 | 2.943% | 0.010005 | 0.0103 | 7.0772 | 2.9505 | 9.9727 | 216.7232 | 90.3522 | 305.3904 | 113.2277 | 39.9645 | 74.5968 | 6.002 | 2.9505 | 9.9727 | 188.2768 | 92.5543 | 312.8333 | 98.3658 | 40.9385 | 76.4148 | 6.002 | 4.8797 | 29.1264 | 188.2768 | 153.073 | 913.668 | 98.3658 | 67.7071 | 223.1789
PA | INSIG | MUNICIPAL | DAILEY, ELLEN | PAG044994 | 001 | 1.0787 | 7.866% | 0.00040027 | 0.00043176 | 24.5587 | 4.0931 | 9.9727 | 30.0822 | 5.0137 | 12.2156 | 19.4475 | 1.3503 | 0.84543 | 19.8744 | 4.0931 | 9.9727 | 26.1339 | 5.3823 | 13.1136 | 16.895 | 1.4496 | 0.90757 | 19.8744 | 6.4592 | 27.7932 | 26.1339 | 8.4935 | 36.5467 | 16.895 | 2.2875 | 2.5293
PA | INSIG | MUNICIPAL | DALE BRION SFTF | PAG044876 | 001 | 1.0534 | 5.342% | 0.00040795 | 0.00042974 | 24.5587 | 4.0931 | 9.9727 | 30.0822 | 5.0137 | 12.2156 | 13.1352 | 1.8366 | 2.354 | 19.968 | 4.0931 | 9.9727 | 26.1339 | 5.357 | 13.0521 | 11.4112 | 1.9623 | 2.5152 | 19.968 | 6.4896 | 27.9241 | 26.1339 | 8.4935 | 36.5467 | 11.4112 | 3.1112 | 7.0427
PA | INSIG | MUNICIPAL | DALLMEYER, CRAIG E - REGENT AC | PA0033774 | 001 | 1.0648 | 6.482% | 0.030016 | 0.031962 | 8.1862 | 0.32745 | 29.918 | 752.0548 | 30.0822 | 2748.5136 | 530.6043 | 12.3356 | 790.848 | 8.1862 | 0.32745 | 28.1584 | 796.8669 | 31.8747 | 2741.004 | 562.221 | 13.0707 | 788.6872 | 18.7397 | 2.9851 | 28.1584 | 1824.1639 | 290.5802 | 2741.004 | 1287.0194 | 119.1566 | 788.6872
PA | INSIG | MUNICIPAL | DALTON SEW AUTH | PA0061131 | 001 | 1.3947 | 39.47% | 0.14008 | 0.19537 | 24.9197 | 3.9872 | 0 | 10683.54 | 1709.3664 | 0 | 4979.1879 | 679.2404 | 0 | 15.5988 | 3.9872 | 0 | 9281.2525 | 2372.3492 | 0 | 4325.6355 | 942.6858 | 0 | 15.5988 | 4.8672 | 21.4982 | 9281.2525 | 2895.9764 | 12791.352 | 4325.6355 | 1150.7563 | 2852.9974
PA | INSIG | MUNICIPAL | DANIEL J. GREENLAND SFTF | PAG044804 | 001 | 1.0689 | 6.893% | 0.00040027 | 0.00042787 | 24.5587 | 4.0931 | 9.9727 | 30.0822 | 5.0137 | 12.2156 | 19.382 | 1.9737 | 2.2909 | 20.0553 | 4.0931 | 9.9727 | 26.1339 | 5.3337 | 12.9953 | 16.8381 | 2.0997 | 2.4371 | 20.0553 | 6.518 | 28.0462 | 26.1339 | 8.4935 | 36.5467 | 16.8381 | 3.3436 | 6.8538
PA | INSIG | MUNICIPAL | DANIEL R HAWBAKER, | PA0113158 | 001 | 1.0787 | 7.866% | 0.00040022 | 0.0004317 | 24.9197 | 3.9872 | 9.9727 | 30.5244 | 4.8839 | 12.2156 | 14.8975 | 1.654 | 1.0195 | 20.1692 | 3.9872 | 9.9727 | 26.5179 | 5.2422 | 13.1118 | 12.9421 | 1.7753 | 1.0943 | 20.1692 | 6.2933 | 27.797 | 26.5179 | 8.2742 | 36.5467 | 12.9421 | 2.8021 | 3.0501
PA | INSIG | MUNICIPAL | DARRELL ROY SFTF | PAG045265 | 001 | 1.0689 | 6.893% | 0.00040027 | 0.00042787 | 24.5587 | 4.0931 | 9.9727 | 30.0822 | 5.0137 | 12.2156 | 18.5285 | 2.1004 | 2.7018 | 20.0553 | 4.0931 | 9.9727 | 26.1339 | 5.3337 | 12.9953 | 16.0966 | 2.2344 | 2.8742 | 20.0553 | 6.518 | 28.0462 | 26.1339 | 8.4935 | 36.5467 | 16.0966 | 3.5581 | 8.0832
PA | INSIG | MUNICIPAL | DARRIN GRAHAM SRSTP | PAG045175 | 001 | 1.0787 | 7.866% | 0.00040027 | 0.00043176 | 24.5587 | 4.0931 | 9.9727 | 30.0822 | 5.0137 | 12.2156 | 14.8232 | 0.99388 | 0.78045 | 19.8744 | 4.0931 | 9.9727 | 26.1339 | 5.3823 | 13.1136 | 12.8776 | 1.0669 | 0.83783 | 19.8744 | 6.4592 | 27.7932 | 26.1339 | 8.4935 | 36.5467 | 12.8776 | 1.6837 | 2.335
PA | INSIG | MUNICIPAL | DAUPHIN BORO MUN AUTH | PA0024350 | 001 | 1.0452 | 4.522% | 0.20011 | 0.20916 | 7.4266 | 2.4886 | 29.918 | 4548.4274 | 1524.1644 | 18323.424 | 3567.5703 | 564.4853 | 3795.0279 | 6.4692 | 2.4886 | 28.6864 | 4120.8761 | 1585.2598 | 18273.36 | 3232.2194 | 587.1124 | 3784.659 | 6.4692 | 4.4164 | 28.6864 | 4120.8761 | 2813.2342 | 18273.36 | 3232.2194 | 1041.9016 | 3784.659
PA | INSIG | MUNICIPAL | DAVID & DIANNE BELL | PAG042233 | 001 | 1.0261 | 2.614% | 0.00040055 | 0.00041102 | 24.9197 | 3.9872 | 9.9727 | 30.5244 | 4.8839 | 12.2156 | 15.7753 | 1.7669 | 2.6181 | 24.9197 | 3.9872 | 9.9727 | 31.194 | 4.991 | 12.4836 | 16.1213 | 1.8057 | 2.6756
PA | INSIG | MUNICIPAL | DAVID A DYER SINGLE RESIDENCE STP | PAG045138 | 001 | 1.0324 | 3.236% | 0.00040027 | 0.00041323 | 24.5587 | 4.0931 | 9.9727 | 30.0822 | 5.0137 | 12.2156 | 15.4909 | 0.9315 | 0.72109 | 20.7658 | 4.0931 | 9.9727 | 26.1339 | 5.1512 | 12.5507 | 13.4578 | 0.95705 | 0.74087 | 20.7658 | 6.7489 | 29.0398 | 26.1339 | 8.4935 | 36.5467 | 13.4578 | 1.578 | 2.1574
PA | INSIG | MUNICIPAL | DAVID A. FINFROCK SFTF | PA0233536 | 001 | 1.0534 | 5.342% | 0.00040022 | 0.0004216 | 24.9197 | 3.9872 | 9.9727 | 30.5244 | 4.8839 | 12.2156 | 12.9453 | 2.1233 | 0.92444 | 20.6525 | 3.9872 | 9.9727 | 26.5179 | 5.1195 | 12.8049 | 11.2461 | 2.2258 | 0.96903 | 20.6525 | 6.4441 | 28.4632 | 26.5179 | 8.2742 | 36.5467 | 11.2461 | 3.5973 | 2.7657
PA | INSIG | MUNICIPAL | DAVID E WEBER RESIDENCE | PAG046108 | 001 | 1.0356 | 3.558% | 0.00040027 | 0.00041451 | 24.5587 | 4.0931 | 9.9727 | 30.0822 | 5.0137 | 12.2156 | 14.9431 | 1.1252 | 1.1312 | 20.7013 | 4.0931 | 9.9727 | 26.1339 | 5.1673 | 12.5898 | 12.9818 | 1.1596 | 1.1658 | 20.7013 | 6.7279 | 28.9495 | 26.1339 | 8.4935 | 36.5467 | 12.9818 | 1.9061 | 3.3843
PA | INSIG | MUNICIPAL | DAVID ENGLE SFTF | PAG045094 | 001 | 1.0689 | 6.893% | 0.00040027 | 0.00042787 | 24.5587 | 4.0931 | 9.9727 | 30.0822 | 5.0137 | 12.2156 | 18.8796 | 1.9544 | 2.3139 | 20.0553 | 4.0931 | 9.9727 | 26.1339 | 5.3337 | 12.9953 | 16.4016 | 2.0792 | 2.4615 | 20.0553 | 6.518 | 28.0462 | 26.1339 | 8.4935 | 36.5467 | 16.4016 | 3.3109 | 6.9226
PA | INSIG | MUNICIPAL | DAVID HASLUND SFTF | PAG045173 | 001 | 1.1057 | 10.57% | 0.00040027 | 0.00044256 | 24.5587 | 4.0931 | 9.9727 | 30.0822 | 5.0137 | 12.2156 | 21.1932 | 2.2189 | 3.4289 | 19.3892 | 4.0931 | 9.9727 | 26.1339 | 5.5169 | 13.4417 | 18.4116 | 2.4417 | 3.7731 | 19.3892 | 6.3015 | 27.1147 | 26.1339 | 8.4935 | 36.5467 | 18.4116 | 3.759 | 10.2587
PA | INSIG | MUNICIPAL | DAVID L MARTIN SFTF | PAG045057 | 001 | 1.0689 | 6.893% | 0.00040027 | 0.00042787 | 24.5587 | 4.0931 | 9.9727 | 30.0822 | 5.0137 | 12.2156 | 14.5256 | 0.47162 | 0.25271 | 20.0553 | 4.0931 | 9.9727 | 26.1339 | 5.3337 | 12.9953 | 12.6191 | 0.50172 | 0.26884 | 20.0553 | 6.518 | 28.0462 | 26.1339 | 8.4935 | 36.5467 | 12.6191 | 0.79894 | 0.75607
PA | INSIG | MUNICIPAL | DAVID SHULTZ SFTF | PAG045009 | 001 | 1.0534 | 5.342% | 0.00040027 | 0.00042165 | 24.5587 | 4.0931 | 9.9727 | 30.0822 | 5.0137 | 12.2156 | 13.5135 | 1.904 | 2.7181 | 20.3507 | 4.0931 | 9.9727 | 26.1339 | 5.2563 | 12.8067 | 11.7398 | 1.9961 | 2.8496 | 20.3507 | 6.614 | 28.4593 | 26.1339 | 8.4935 | 36.5467 | 11.7398 | 3.2254 | 8.1319
PA | INSIG | MUNICIPAL | DAVID THIERWECHTER SRSTP | PA0234061 | 001 | 1.0534 | 5.342% | 0.00040022 | 0.0004216 | 24.9197 | 3.9872 | 9.9727 | 30.5244 | 4.8839 | 12.2156 | 11.3728 | 0.9566 | 0.73483 | 20.6525 | 3.9872 | 9.9727 | 26.5179 | 5.1195 | 12.8049 | 9.88 | 1.0028 | 0.77028 | 20.6525 | 6.4441 | 28.4632 | 26.5179 | 8.2742 | 36.5467 | 9.88 | 1.6207 | 2.1985
PA | INSIG | MUNICIPAL | DAVIDSON TWP MUN AUTH | PA0228320 | 001 | 1.0706 | 7.056% | 0.032018 | 0.034277 | 8.1139 | 0.63795 | 29.918 | 795.0996 | 62.514 | 2931.7478 | 555.9632 | 20.7416 | 464.6748 | 6.6168 | 0.63795 | 28.0075 | 690.7373 | 66.5959 | 2923.7376 | 482.9892 | 22.0959 | 463.4052 | 6.6168 | 1.0145 | 28.0075 | 690.7373 | 105.91 | 2923.7376 | 482.9892 | 35.14 | 463.4052
PA | INSIG | MUNICIPAL | DAVIS & JOHNSON SEW STP | PAG044900 | 001 | 1.0324 | 3.236% | 0.00040027 | 0.00041323 | 24.5587 | 4.0931 | 9.9727 | 30.0822 | 5.0137 | 12.2156 | 17.7387 | 1.4617 | 1.9092 | 20.7658 | 4.0931 | 9.9727 | 26.1339 | 5.1512 | 12.5507 | 15.4105 | 1.5018 | 1.9616 | 20.7658 | 6.7489 | 29.0398 | 26.1339 | 8.4935 | 36.5467 | 15.4105 | 2.4762 | 5.7121
PA | INSIG | MUNICIPAL | DAY FAMILY TRUST - APT HOUSE TRACT | PA0229130 | 001 | 1.0787 | 7.866% | 0.0016009 | 0.0017268 | 24.9197 | 3.9872 | 29.918 | 122.0976 | 19.5356 | 146.5874 | 80.5159 | 5.2615 | 10.1451 | 20.1692 | 3.9872 | 27.797 | 106.0715 | 20.9688 | 146.1869 | 69.9477 | 5.6475 | 10.1174 | 20.1692 | 6.2933 | 27.797 | 106.0715 | 33.0969 | 146.1869 | 69.9477 | 8.9139 | 10.1174
PA | INSIG | MUNICIPAL | DAY FAMILY TRUST - FARM HOUSE TRACT | PAG045232 | 001 | 1.0797 | 7.973% | 0.00040027 | 0.00043219 | 24.5587 | 4.0931 | 9.9727 | 30.0822 | 5.0137 | 12.2156 | 21.3693 | 1.8828 | 2.8281 | 19.8548 | 4.0931 | 9.9727 | 26.1339 | 5.3876 | 13.1265 | 18.5646 | 2.0232 | 3.039 | 19.8548 | 6.4528 | 27.7658 | 26.1339 | 8.4935 | 36.5467 | 18.5646 | 3.1895 | 8.4611
PA | INSIG | MUNICIPAL | DCNR - BLACK MOSHANNON STATE P | PA0032441 | 001 | 1.0787 | 7.866% | 0.050027 | 0.053963 | 14.3817 | 3.429 | 29.918 | 2202.0302 | 525.0197 | 4580.856 | 956.561 | 128.7481 | 595.9544 | 11.64 | 3.429 | 27.797 | 1912.9987 | 563.5367 | 4568.34 | 831.0059 | 138.1935 | 594.3261 | 11.64 | 5.4122 | 27.797 | 1912.9987 | 889.4785 | 4568.34 | 831.0059 | 218.1226 | 594.3261
PA | INSIG | MUNICIPAL | DCNR - BUR OF STATE PARKS - LI | PA0031950 | 001 | 1.0797 | 7.973% | 0.076042 | 0.082104 | 7.7899 | 0.7127 | 29.918 | 1812.9662 | 165.8696 | 6962.9011 | 1373.6845 | 61.8816 | 1811.8505 | 6.2987 | 0.7127 | 27.7696 | 1575.002 | 178.2138 | 6943.8768 | 1193.379 | 66.4869 | 1806.9001 | 6.2987 | 1.1238 | 27.7696 | 1575.002 | 281.0131 | 6943.8768 | 1193.379 | 104.8387 | 1806.9001
PA | INSIG | MUNICIPAL | DCNR - BUREAU OF STATE PARKS | PA0032964 | 001 | 1.027 | 2.705% | 0.030016 | 0.030828 | 8.9611 | 1.3457 | 29.918 | 823.2431 | 123.6238 | 2748.5136 | 455.6027 | 36.4749 | 492.8123 | 7.6173 | 1.3457 | 29.1939 | 715.1868 | 126.3441 | 2741.004 | 395.8017 | 37.2775 | 491.4658 | 7.6173 | 2.2307 | 29.1939 | 715.1868 | 209.4411 | 2741.004 | 395.8017 | 61.795 | 491.4658
PA | INSIG | MUNICIPAL | DCNR - BUREAU OF STATE PARKS | PA0044261 | 001 | 1.0392 | 3.924% | 0.12007 | 0.12478 | 2.1557 | 0.2374 | 0 | 792.1644 | 87.2384 | 0 | 516.3308 | 19.0915 | 0 | 2.1557 | 0.22862 | 0 | 819.2034 | 86.8793 | 0 | 533.9547 | 19.0129 | 0 | 2.6796 | 0.22862 | 28.8515 | 1018.286 | 86.8793 | 10964.016 | 663.7162 | 19.0129 | 225.546
PA | INSIG | MUNICIPAL | DCNR - HILLS CREEK STATE PARK | PA0044547 | 001 | 1.0534 | 5.342% | 0.014011 | 0.014759 | 11.2152 | 2.6851 | 29.918 | 686.8767 | 164.4493 | 1832.3424 | 313.1532 | 66.9777 | 129.2899 | 11.2152 | 2.6851 | 20.3261 | 504.1272 | 120.6961 | 913.668 | 229.8361 | 49.1577 | 64.4683 | 141.5872 | 36.8102 | 20.3261 | 6364.42 | 1654.6368 | 913.668 | 2901.5955 | 673.908 | 64.4683
PA | INSIG | MUNICIPAL | DCNR - MT PISGAH STATE PARK | PA0044652 | 001 | 1.0689 | 6.893% | 0.20011 | 0.2139 | 0.79942 | 0.046351 | 0 | 489.6077 | 28.3876 | 0 | 312.8957 | 11.8922 | 0 | 0.65292 | 0.046351 | 0 | 425.3465 | 30.1953 | 0 | 271.828 | 12.6495 | 0 | 0.65292 | 0.074619 | 28.05 | 425.3465 | 48.611 | 18273.36 | 271.828 | 20.3643 | 4041.6162
PA | INSIG | MUNICIPAL | DCNR - MT PISGAH STATE PARK | PA0060305 | 001 | 1.0689 | 6.893% | 0.00060027 | 0.00064165 | 24.9197 | 3.9872 | 0 | 38.1555 | 6.1049 | 0 | 24.3842 | 2.5575 | 0 | 17.1318 | 3.9872 | 0 | 33.4788 | 7.7917 | 0 | 21.3954 | 3.2641 | 0 | 17.1318 | 6.0203 | 46.7543 | 33.4788 | 11.7649 | 91.3668 | 21.3954 | 4.9286 | 20.2081
PA | INSIG | MUNICIPAL | DCNR - REEDS GAP STATE PARK | PA0032506 | 001 | 1.0539 | 5.39% | 0.03702 | 0.039016 | 23.3448 | 0.29904 | 29.918 | 2645.0614 | 33.8821 | 3389.8334 | 2206.4114 | 14.0217 | 907.9208 | 19.3384 | 0.29904 | 28.45 | 2297.879 | 35.533 | 3380.5716 | 1916.8048 | 14.7049 | 905.4401 | 19.3384 | 0.48308 | 28.45 | 2297.879 | 57.4024 | 3380.5716 | 1916.8048 | 23.7553 | 905.4401
PA | INSIG | MUNICIPAL | DCNR-BUR OF STATE PARKS-DENTON | PA0032514 | 001 | 1.0892 | 8.923% | 0.013007 | 0.014168 | 24.9197 | 3.9872 | 29.918 | 992.043 | 158.7269 | 1191.0226 | 409.6541 | 48.9951 | 236.1391 | 19.9734 | 3.9872 | 27.5272 | 861.8306 | 172.0413 | 1187.7684 | 355.8842 | 53.105 | 235.4939 | 19.9734 | 6.2322 | 27.5272 | 861.8306 | 268.9121 | 1187.7684 | 355.8842 | 83.0066 | 235.4939
PA | INSIG | MUNICIPAL | DCNR-BUR OF STATE PARKS-FRANCE | PA0032433 | 001 | 1.0463 | 4.634% | 0.080044 | 0.083753 | 24.9197 | 3.9872 | 29.918 | 6104.88 | 976.7808 | 7329.3696 | 2690.0948 | 70.3463 | 138.5117 | 20.7922 | 3.9872 | 28.6556 | 5303.5728 | 1017.0265 | 7309.344 | 2337.0015 | 73.2447 | 138.1333 | 20.7922 | 6.4877 | 28.6556 | 5303.5728 | 1654.8437 | 7309.344 | 2337.0015 | 119.1794 | 138.1333
PA | INSIG | MUNICIPAL | DCNR-BUR OF STATE PARKS-GIFFOR | PA0032000 | 001 | 1.0648 | 6.482% | 0.21612 | 0.23013 | 31.8973 | 1.6945 | 29.918 | 21098.4653 | 1120.856 | 19789.2979 | 14513.8932 | 207.3024 | 1097.0213 | 26.1522 | 1.6945 | 28.1584 | 18329.1477 | 1187.6435 | 19735.2288 | 12608.8456 | 219.6548 | 1094.024 | 26.1522 | 2.7094 | 28.1584 | 18329.1477 | 1898.9331 | 19735.2288 | 12608.8456 | 351.2078 | 1094.024
PA | INSIG | MUNICIPAL | DCNR-BUR OF STATE PARKS-GREENW | PA0031992 | 001 | 1.1122 | 11.22% | 0.015008 | 0.016692 | 24.9197 | 3.9872 | 29.918 | 1144.665 | 183.1464 | 1374.2568 | 747.6735 | 67.9642 | 294.4571 | 19.5614 | 3.9872 | 26.9594 | 994.4199 | 202.6903 | 1370.502 | 649.5362 | 75.2168 | 293.6526 | 19.5614 | 6.1036 | 26.9594 | 994.4199 | 310.2832 | 1370.502 | 649.5362 | 115.1437 | 293.6526
PA | INSIG | MUNICIPAL | DEANN CORP - MANADA CREEK MHP | PA0085502 | 001 | 1.0388 | 3.877% | 0.012007 | 0.012472 | 22.8123 | 3.0016 | 9.9727 | 838.2904 | 110.3014 | 366.4685 | 544.1415 | 46.4964 | 81.5247 | 21.9071 | 3.0016 | 9.9727 | 832.1306 | 114.0151 | 378.8071 | 540.1431 | 48.0619 | 84.2695 | 21.9071 | 5.3587 | 28.8645 | 832.1306 | 203.5458 | 1096.4016 | 540.1431 | 85.8026 | 243.9058
PA | INSIG | MUNICIPAL | DEAR, GEORGE A AND ELIZABETH J | PA0115100 | 001 | 1.0534 | 5.342% | 0.0067037 | 0.0070618 | 34.8384 | 4.0336 | 29.918 | 714.7861 | 82.7572 | 613.8347 | 322.4709 | 31.4273 | 136.5829 | 28.8731 | 4.0336 | 28.4632 | 620.9733 | 86.7496 | 612.1576 | 280.148 | 32.9434 | 136.2097 | 28.8731 | 6.5198 | 28.4632 | 620.9733 | 140.2216 | 612.1576 | 280.148 | 53.2495 | 136.2097
PA | INSIG | MUNICIPAL | DEBRA & JAMES EBERLY | PAG043928 | 001 | 1.0648 | 6.482% | 0.00070096 | 0.00074639 | 24.9197 | 3.9872 | 9.9727 | 53.4177 | 8.5468 | 21.3773 | 29.4325 | 0.70527 | 0.37041 | 24.9197 | 3.9872 | 9.9727 | 56.6472 | 9.0635 | 22.6697 | 31.2118 | 0.74791 | 0.3928
PA | INSIG | MUNICIPAL | DECKER, JAMES JR - HARTSLOG COURT | PA0082601 | 001 | 1.1122 | 11.22% | 0.045025 | 0.050075 | 3.7038 | 0.51664 | 29.918 | 510.3945 | 71.1945 | 4122.7704 | 330.9958 | 26.4197 | 883.3714 | 3.7038 | 0.51664 | 26.9594 | 564.8598 | 78.7918 | 4111.506 | 366.3171 | 29.239 | 880.9578 | 13.0279 | 2.8626 | 26.9594 | 1986.851 | 436.5684 | 4111.506 | 1288.4923 | 162.0072 | 880.9578
PA | INSIG | MUNICIPAL | DEERWOOD CMNTY HMEOWNS ASSOC | PA0085278 | 001 | 1.0466 | 4.663% | 0.01801 | 0.01885 | 24.1422 | 4.1068 | 9.9727 | 1330.7417 | 226.369 | 549.7027 | 1037.1406 | 145.3841 | 300.5795 | 20.1379 | 4.1068 | 9.9727 | 1156.0728 | 235.7606 | 572.509 | 901.0088 | 151.4159 | 313.0501 | 20.1379 | 6.6805 | 28.6477 | 1156.0728 | 383.51 | 1644.6024 | 901.0088 | 246.307 | 899.2747
PA | INSIG | MUNICIPAL | DEITCH/BIXLER SFTF | PAG044855 | 001 | 1.0214 | 2.139% | 0.00040027 | 0.00040884 | 24.5587 | 4.0931 | 9.9727 | 30.0822 | 5.0137 | 12.2156 | 20.4547 | 2.4306 | 3.5951 | 20.9887 | 4.0931 | 9.9727 | 26.1339 | 5.0965 | 12.4174 | 17.77 | 2.4707 | 3.6545 | 20.9887 | 6.8213 | 29.3515 | 26.1339 | 8.4935 | 36.5467 | 17.77 | 4.1175 | 10.7559
PA | INSIG | MUNICIPAL | DEIVERT, DENNY | PA0114367 | 001 | 1.0691 | 6.913% | 0.00040022 | 0.00042789 | 24.9197 | 3.9872 | 9.9727 | 30.5244 | 4.8839 | 12.2156 | 22.8586 | 2.0476 | 2.7258 | 20.349 | 3.9872 | 9.9727 | 26.5179 | 5.1959 | 12.996 | 19.8583 | 2.1784 | 2.8999 | 20.349 | 6.3494 | 28.0448 | 26.5179 | 8.2742 | 36.5467 | 19.8583 | 3.469 | 8.1551
PA | INSIG | MUNICIPAL | DELAWARE TWP/EST SALEM STP | PA0247618 | 001 | 0.99936 | -0.06435% | 0.020011 | 0.019998 | 6.5717 | 1.8635 | 29.918 | 402.4884 | 114.1291 | 1832.3424 | 298.9369 | 44.4691 | 476.9079 | 5.7411 | 1.8635 | 29.918 | 349.6646 | 113.4954 | 1822.1685 | 259.7035 | 44.2222 | 474.2599 | 5.7411 | 3.1756 | 30.0029 | 349.6646 | 193.4099 | 1827.336 | 259.7035 | 75.3599 | 475.6048
PA | INSIG | MUNICIPAL | Delmar Township | PA0209597 | 001 | 1.0534 | 5.342% | 0.045025 | 0.04743 | 8.4129 | 1.9836 | 29.918 | 1159.3167 | 273.346 | 4122.7704 | 622.4895 | 98.005 | 683.1893 | 6.9723 | 1.9836 | 28.4632 | 1007.1485 | 286.5326 | 4111.506 | 540.7835 | 102.7329 | 681.3227 | 6.9723 | 3.2059 | 28.4632 | 1007.1485 | 463.0977 | 4111.506 | 540.7835 | 166.0382 | 681.3227
PA | INSIG | MUNICIPAL | DELMAR TWP | PA0209350 | 001 | 1.0534 | 5.342% | 0.0070038 | 0.007378 | 5.0418 | 0.68203 | 19.9454 | 108.0753 | 14.6199 | 427.5466 | 53.3587 | 5.3554 | 82.3905 | 5.0418 | 0.68203 | 19.9454 | 113.289 | 15.3252 | 448.1721 | 55.9328 | 5.6137 | 86.3651 | 15.7951 | 4.0598 | 28.4632 | 354.9151 | 91.2233 | 639.5676 | 175.2279 | 33.4157 | 123.248
PA | INSIG | MUNICIPAL | DELOSA, ALLEN M | PAG044864 | 001 | 1.0461 | 4.605% | 0.00040027 | 0.00041871 | 24.5587 | 4.0931 | 9.9727 | 30.0822 | 5.0137 | 12.2156 | 20.8693 | 2.2177 | 3.2144 | 20.494 | 4.0931 | 9.9727 | 26.1339 | 5.2195 | 12.7171 | 18.1302 | 2.3087 | 3.3464 | 20.494 | 6.6605 | 28.6597 | 26.1339 | 8.4935 | 36.5467 | 18.1302 | 3.7568 | 9.6169
PA | INSIG | MUNICIPAL | DELTA BORO | PA0085332 | 001 | 1.1071 | 10.71% | 0.48026 | 0.53172 | 6.549 | 0.31722 | 29.918 | 9626.3014 | 466.274 | 43976.2176 | 7238.3012 | 222.7702 | 20960.864 | 5.1641 | 0.31722 | 27.0819 | 8362.6737 | 513.6974 | 43856.064 | 6288.1421 | 245.4276 | 20903.5938 | 5.1641 | 0.48744 | 27.0819 | 8362.6737 | 789.3604 | 43856.064 | 6288.1421 | 377.1302 | 20903.5938
PA | INSIG | MUNICIPAL | DENNIS A McCLURE SRSTP | PA0246590 | 001 | 1.1122 | 11.22% | 0.00040027 | 0.00044517 | 24.5587 | 4.0931 | 9.9727 | 30.0822 | 5.0137 | 12.2156 | 19.2809 | 1.8605 | 2.6174 | 24.5587 | 4.0931 | 9.9727 | 33.2969 | 5.5495 | 13.521 | 21.3414 | 2.0594 | 2.8971
PA | INSIG | MUNICIPAL | DENNIS WINEHOLT RES | PAG045257 | 001 | 1.0306 | 3.06% | 0.00040027 | 0.00041252 | 24.5587 | 4.0931 | 9.9727 | 30.0822 | 5.0137 | 12.2156 | 24.3664 | 2.397 | 3.7125 | 20.8012 | 4.0931 | 9.9727 | 26.1339 | 5.1425 | 12.5293 | 21.1683 | 2.4586 | 3.8079 | 20.8012 | 6.7604 | 29.0893 | 26.1339 | 8.4935 | 36.5467 | 21.1683 | 4.0607 | 11.1072
PA | INSIG | MUNICIPAL | DEPT OF PUBLIC WELFARE - YOUTH | PA0031968 | 001 | 1.1122 | 11.22% | 0.051805 | 0.057616 | 209.8505 | 0.31022 | 29.918 | 6104.88 | 9.0247 | 870.3626 | 3496.9906 | 1.7373 | 58.6449 | 30.2242 | 0.087234 | 29.918 | 5303.5728 | 15.3073 | 5249.8485 | 3037.9868 | 2.9467 | 353.7341 | 30.2242 | 0.087234 | 41.6548 | 5303.5728 | 15.3073 | 7309.344 | 3037.9868 | 2.9467 | 492.5026
PA | INSIG | MUNICIPAL | DEREAMER, PENNY L. | PAG044811 | 001 | 1.0375 | 3.75% | 0.00040027 | 0.00041528 | 24.5587 | 4.0931 | 9.9727 | 30.0822 | 5.0137 | 12.2156 | 19.9884 | 2.1225 | 2.3733 | 20.6629 | 4.0931 | 9.9727 | 26.1339 | 5.1769 | 12.6132 | 17.3649 | 2.1916 | 2.4505 | 20.6629 | 6.7154 | 28.8958 | 26.1339 | 8.4935 | 36.5467 | 17.3649 | 3.5957 | 7.1004
PA | INSIG | MUNICIPAL | DERSHAM, JAMES O - DECOVEN FAC | PA0080471 | 001 | 1.0797 | 7.973% | 0.012007 | 0.012964 | 29.186 | 2.0943 | 0 | 1072.5053 | 76.9581 | 0 | 803.7673 | 28.8997 | 0 | 23.5989 | 2.0943 | 0 | 931.7317 | 82.6854 | 0 | 698.2673 | 31.0505 | 0 | 23.5989 | 3.3023 | 27.7696 | 931.7317 | 130.381 | 1096.4016 | 698.2673 | 48.9613 | 253.8318
PA | INSIG | MUNICIPAL | DIBBLE RES STP | PAG045168 | 001 | 1.0988 | 9.88% | 0.00040027 | 0.00043982 | 24.5587 | 4.0931 | 9.9727 | 30.0822 | 5.0137 | 12.2156 | 22.1094 | 2.2771 | 3.0621 | 19.5101 | 4.0931 | 9.9727 | 26.1339 | 5.4828 | 13.3585 | 19.2075 | 2.4901 | 3.3486 | 19.5101 | 6.3408 | 27.2837 | 26.1339 | 8.4935 | 36.5467 | 19.2075 | 3.8575 | 9.1612
PA | INSIG | MUNICIPAL | DIEHL SRTF | PAG045077 | 001 | 1.0787 | 7.866% | 0.00040027 | 0.00043176 | 24.5587 | 4.0931 | 9.9727 | 30.0822 | 5.0137 | 12.2156 | 14.4546 | 0.9734 | 0.74068 | 19.8744 | 4.0931 | 9.9727 | 26.1339 | 5.3823 | 13.1136 | 12.5575 | 1.045 | 0.79513 | 19.8744 | 6.4592 | 27.7932 | 26.1339 | 8.4935 | 36.5467 | 12.5575 | 1.649 | 2.216
PA | INSIG | MUNICIPAL | DILLMAN, GARY & PATRICIA | PAG044905 | 001 | 1.0324 | 3.236% | 0.00040027 | 0.00041323 | 24.5587 | 4.0931 | 9.9727 | 30.0822 | 5.0137 | 12.2156 | 17.0438 | 0.85582 | 0.82419 | 20.7658 | 4.0931 | 9.9727 | 26.1339 | 5.1512 | 12.5507 | 14.8068 | 0.87929 | 0.84679 | 20.7658 | 6.7489 | 29.0398 | 26.1339 | 8.4935 | 36.5467 | 14.8068 | 1.4498 | 2.4658
PA | INSIG | MUNICIPAL | DIXON, BOYD | PAG045208 | 001 | 1.0324 | 3.236% | 0.00040055 | 0.00041351 | 24.5587 | 4.0931 | 9.9727 | 30.0822 | 5.0137 | 12.2156 | 19.1967 | 1.4617 | 1.9092 | 24.5587 | 4.0931 | 9.9727 | 30.9285 | 5.1547 | 12.5593 | 19.7367 | 1.5028 | 1.963
PA | INSIG | MUNICIPAL | DODGE, CLEON & MARCIA | PAG044996 | 001 | 1.0787 | 7.866% | 0.00040027 | 0.00043176 | 24.5587 | 4.0931 | 9.9727 | 30.0822 | 5.0137 | 12.2156 | 15.0208 | 0.99388 | 0.78045 | 19.8744 | 4.0931 | 9.9727 | 26.1339 | 5.3823 | 13.1136 | 13.0493 | 1.0669 | 0.83783 | 19.8744 | 6.4592 | 27.7932 | 26.1339 | 8.4935 | 36.5467 | 13.0493 | 1.6837 | 2.335
PA | INSIG | MUNICIPAL | DOEBLER SRSTF | PAG045253 | 001 | 1.0375 | 3.75% | 0.00040027 | 0.00041528 | 24.5587 | 4.0931 | 9.9727 | 30.0822 | 5.0137 | 12.2156 | 22.8911 | 2.5143 | 3.3084 | 20.6629 | 4.0931 | 9.9727 | 26.1339 | 5.1769 | 12.6132 | 19.8866 | 2.5961 | 3.4161 | 20.6629 | 6.7154 | 28.8958 | 26.1339 | 8.4935 | 36.5467 | 19.8866 | 4.2593 | 9.898
PA | INSIG | MUNICIPAL | DOMINION TRANSMISSION INC - TI | PA0114073 | 001 | 1.0534 | 5.342% | 0.00046025 | 0.00048483 | 27.6886 | 4.4302 | 29.918 | 38.1555 | 6.1049 | 41.2277 | 16.411 | 2.3183 | 9.1735 | 22.4487 | 4.4302 | 29.918 | 33.1473 | 6.5415 | 44.1764 | 14.2569 | 2.4842 | 9.8296 | 22.4487 | 7.0045 | 30.9386 | 33.1473 | 10.3428 | 45.6834 | 14.2569 | 3.9277 | 10.1649
PA | INSIG | MUNICIPAL | DONALD YOHEY SRSTP | PAG044883 | 001 | 1.0787 | 7.866% | 0.00040027 | 0.00043176 | 24.5587 | 4.0931 | 9.9727 | 30.0822 | 5.0137 | 12.2156 | 15.5653 | 1.7171 | 3.0251 | 19.8744 | 4.0931 | 9.9727 | 26.1339 | 5.3823 | 13.1136 | 13.5224 | 1.8433 | 3.2475 | 19.8744 | 6.4592 | 27.7932 | 26.1339 | 8.4935 | 36.5467 | 13.5224 | 2.9088 | 9.0506
PA | INSIG | MUNICIPAL | DORIS E MILLER SEW SYS | PAG044921 | 001 | 1.0648 | 6.482% | 0.00040027 | 0.00042622 | 24.5587 | 4.0931 | 9.9727 | 30.0822 | 5.0137 | 12.2156 | 24.2624 | 2.3954 | 5.8225 | 20.1328 | 4.0931 | 9.9727 | 26.1339 | 5.3132 | 12.9453 | 21.078 | 2.5385 | 6.1702 | 20.1328 | 6.5431 | 28.1546 | 26.1339 | 8.4935 | 36.5467 | 21.078 | 4.0579 | 17.4197
PA | INSIG | MUNICIPAL | DOROTHY MCBRIDE SEW SYS | PAG045098 | 001 | 1.1057 | 10.57% | 0.00040027 | 0.00044256 | 24.5587 | 4.0931 | 9.9727 | 30.0822 | 5.0137 | 12.2156 | 17.9309 | 2.0782 | 2.4887 | 19.3892 | 4.0931 | 9.9727 | 26.1339 | 5.5169 | 13.4417 | 15.5774 | 2.2868 | 2.7385 | 19.3892 | 6.3015 | 27.1147 | 26.1339 | 8.4935 | 36.5467 | 15.5774 | 3.5206 | 7.4457
PA | INSIG | MUNICIPAL | DOROTHY SEMPLE | PAG045234 | 001 | 1.0461 | 4.605% | 0.00040027 | 0.00041871 | 24.5587 | 4.0931 | 9.9727 | 30.0822 | 5.0137 | 12.2156 | 20.6016 | 2.2177 | 3.2144 | 20.494 | 4.0931 | 9.9727 | 26.1339 | 5.2195 | 12.7171 | 17.8976 | 2.3087 | 3.3464 | 20.494 | 6.6605 | 28.6597 | 26.1339 | 8.4935 | 36.5467 | 17.8976 | 3.7568 | 9.6169
PA | INSIG | MUNICIPAL | DORWART, JAMES - DORWART APTS | PA0086312 | 001 | 1.0648 | 6.482% | 0.025014 | 0.026635 | 42.533 | 6.1801 | 29.918 | 3256.1904 | 473.1282 | 2290.428 | 2067.257 | 87.5051 | 126.9701 | 34.8724 | 6.1801 | 28.1584 | 2828.7932 | 501.3201 | 2284.17 | 1795.9154 | 92.7192 | 126.6231 | 34.8724 | 9.8814 | 28.1584 | 2828.7932 | 801.5649 | 2284.17 | 1795.9154 | 148.2495 | 126.6231
PA | INSIG | MUNICIPAL | DOUBLING GAP CENTER INC | PA0084751 | 001 | 1.0461 | 4.605% | 0.025014 | 0.026166 | 19.2037 | 0.047735 | 29.918 | 1470.1738 | 3.6544 | 2290.428 | 889.8586 | 1.6164 | 602.7052 | 16.0277 | 0.047735 | 28.6636 | 1277.2329 | 3.804 | 2284.17 | 773.0764 | 1.6826 | 601.0584 | 16.0277 | 0.077874 | 28.6636 | 1277.2329 | 6.2057 | 2284.17 | 773.0764 | 2.7449 | 601.0584
PA | INSIG | MUNICIPAL | DOUG & SUSAN ESTES | PAG045261 | 001 | 1.0375 | 3.75% | 0.00040027 | 0.00041528 | 24.5587 | 4.0931 | 9.9727 | 30.0822 | 5.0137 | 12.2156 | 22.2767 | 2.2972 | 3.4783 | 20.6629 | 4.0931 | 9.9727 | 26.1339 | 5.1769 | 12.6132 | 19.3529 | 2.372 | 3.5915 | 20.6629 | 6.7154 | 28.8958 | 26.1339 | 8.4935 | 36.5467 | 19.3529 | 3.8916 | 10.4063
PA | INSIG | MUNICIPAL | DOULUT, MOHAMMAD/BLAIR CHALET | PA0081523 | 001 | 1.0392 | 3.924% | 0.0065036 | 0.0067587 | 6.3027 | 1.8341 | 0 | 125.4538 | 36.5072 | 0 | 95.7024 | 19.3912 | 0 | 5.2947 | 1.8341 | 0 | 108.9871 | 37.7533 | 0 | 83.1408 | 20.053 | 0 | 5.2947 | 3.0047 | 28.8515 | 108.9871 | 61.8498 | 593.8842 | 83.1408 | 32.8521 | 56.3675
PA | INSIG | MUNICIPAL | DREISBACH, RAY | PAG044931 | 001 | 1.0689 | 6.893% | 0.00040027 | 0.00042787 | 24.5587 | 4.0931 | 9.9727 | 30.0822 | 5.0137 | 12.2156 | 19.8941 | 1.9737 | 2.2909 | 20.0553 | 4.0931 | 9.9727 | 26.1339 | 5.3337 | 12.9953 | 17.283 | 2.0997 | 2.4371 | 20.0553 | 6.518 | 28.0462 | 26.1339 | 8.4935 | 36.5467 | 17.283 | 3.3436 | 6.8538
PA | INSIG | MUNICIPAL | DRESCHER, KARL L & YVONNE S | PA0112810 | 001 | 1.0306 | 3.06% | 0.0085047 | 0.0087649 | 15.8589 | 4.346 | 29.918 | 412.7967 | 113.1234 | 778.7455 | 323.0401 | 54.0838 | 236.6738 | 13.4342 | 4.346 | 29.0932 | 358.6143 | 116.0126 | 776.6178 | 280.6389 | 55.4651 | 236.0271 | 13.4342 | 7.1795 | 29.0932 | 358.6143 | 191.6516 | 776.6178 | 280.6389 | 91.6278 | 236.0271
PA | INSIG | MUNICIPAL | DUBLIN TWP SUPERVISORS - BURNT | PA0247227 | 001 | 1.027 | 2.705% | 0.01801 | 0.018497 | 1.9592 | 0.0028743 | 9.9727 | 107.9951 | 0.15843 | 549.7027 | 67.0196 | 0.046745 | 98.5625 | 1.6658 | 0.0028743 | 9.9727 | 93.8414 | 0.16192 | 561.7985 | 58.2361 | 0.047774 | 100.7313 | 1.6658 | 0.0049571 | 29.1939 | 93.8414 | 0.27925 | 1644.6024 | 58.2361 | 0.082393 | 294.8795
PA | INSIG | MUNICIPAL | DUBLIN TWP SUPERVISORS - FORT LITTLETON STP | PA0246425 | 001 | 1.027 | 2.705% | 0.045025 | 0.046243 | 10.9901 | 3.0815 | 29.918 | 1514.4539 | 424.6339 | 4122.7704 | 1061.5172 | 125.2871 | 739.2185 | 9.3416 | 3.0815 | 29.1939 | 1315.6175 | 433.9777 | 4111.506 | 922.148 | 128.0439 | 737.1988 | 9.3416 | 5.1075 | 29.1939 | 1315.6175 | 719.314 | 4111.506 | 922.148 | 212.2316 | 737.1988
PA | INSIG | MUNICIPAL | DUCK, ARNOLD & SHARON JR | PAG044870 | 001 | 1.0214 | 2.139% | 0.00040027 | 0.00040884 | 24.5587 | 4.0931 | 9.9727 | 30.0822 | 5.0137 | 12.2156 | 23.8652 | 2.0592 | 3.521 | 20.9887 | 4.0931 | 9.9727 | 26.1339 | 5.0965 | 12.4174 | 20.7329 | 2.0932 | 3.5792 | 20.9887 | 6.8213 | 29.3515 | 26.1339 | 8.4935 | 36.5467 | 20.7329 | 3.4884 | 10.5341
PA | INSIG | MUNICIPAL | DUDLEY-CARBON-COALMONT JMA | PA0246727 | 001 | 1.0427 | 4.272% | 0.088439 | 0.092217 | 15.5347 | 2.0845 | 29.918 | 3377.563 | 453.2053 | 6504.8155 | 2049.4317 | 87.2429 | 438.2936 | 10.4475 | 2.0845 | 29.918 | 2934.2017 | 585.4246 | 8402.5475 | 1780.4097 | 112.6953 | 566.1625 | 10.4475 | 2.7344 | 32.532 | 2934.2017 | 767.9509 | 9136.68 | 1780.4097 | 147.832 | 615.6283
PA | INSIG | MUNICIPAL | DUNCAN TWP SUPERVISORS | PA0228524 | 001 | 1.0534 | 5.342% | 0.030016 | 0.03162 | 7.5024 | 1.6882 | 29.918 | 689.228 | 155.0918 | 2748.5136 | 390.1759 | 55.6064 | 455.4596 | 6.2181 | 1.6882 | 28.4632 | 598.7999 | 162.5737 | 2741.004 | 338.9841 | 58.2889 | 454.2151 | 6.2181 | 2.7291 | 28.4632 | 598.7999 | 262.8099 | 2741.004 | 338.9841 | 94.2274 | 454.2151
PA | INSIG | MUNICIPAL | DUNKLEBERGER, JOHN & COLLEEN | PAG044909 | 001 | 1.0787 | 7.866% | 0.00040055 | 0.00043206 | 24.5587 | 4.0931 | 9.9727 | 30.0822 | 5.0137 | 12.2156 | 19.8237 | 1.9114 | 3.1302 | 24.5587 | 4.0931 | 9.9727 | 32.3156 | 5.3859 | 13.1226 | 21.2955 | 2.0534 | 3.3626
PA | INSIG | MUNICIPAL | DUNN LAKE LLC | PA0065145 | 001 | 1.0261 | 2.614% | 0.019013 | 0.01951 | 0 | 0 | 2.9918 | 0 | 0 | 174.0725 | 0 | 0 | 0.11352 | 0 | 0 | 2.9918 | 0 | 0 | 177.7692 | 0 | 0 | 0.11593
PA | INSIG | MUNICIPAL | DURANTE SFTF | PAG045240 | 001 | 1.0466 | 4.663% | 0.00040027 | 0.00041894 | 24.5587 | 4.0931 | 9.9727 | 30.0822 | 5.0137 | 12.2156 | 17.2016 | 1.0331 | 0.69895 | 20.4827 | 4.0931 | 9.9727 | 26.1339 | 5.2224 | 12.7242 | 14.9438 | 1.0761 | 0.72805 | 20.4827 | 6.6568 | 28.6438 | 26.1339 | 8.4935 | 36.5467 | 14.9438 | 1.7501 | 2.0911
PA | INSIG | MUNICIPAL | DUSHORE SEW AUTH | PA0042722 | 001 | 1.0801 | 8.012% | 0.26014 | 0.28098 | 12.4943 | 1.5945 | 29.918 | 9947.8611 | 1269.5509 | 23820.4512 | 5897.5014 | 527.2181 | 4798.6721 | 10.0992 | 1.5945 | 27.7595 | 8642.4371 | 1364.5298 | 23755.368 | 5123.5924 | 566.6608 | 4785.561 | 10.0992 | 2.5139 | 27.7595 | 8642.4371 | 2151.2967 | 23755.368 | 5123.5924 | 893.3888 | 4785.561
PA | INSIG | MUNICIPAL | E J HOLTZ SEWER INC | PA0094757 | 001 | 1.0878 | 8.781% | 0.014514 | 0.015788 | 7.4759 | 1.1961 | 29.918 | 572.3325 | 91.5732 | 2290.428 | 289.8919 | 31.6969 | 554.7993 | 7.4759 | 1.1961 | 14.2512 | 359.4714 | 57.5154 | 685.251 | 182.0757 | 19.9082 | 165.985 | 10.3405 | 3.2265 | 14.2512 | 497.21 | 155.1416 | 685.251 | 251.8416 | 53.7003 | 165.985
PA | INSIG | MUNICIPAL | EAGLE CREEK PARTNERSHIP | PA0228249 | 001 | 1.0787 | 7.866% | 0.015008 | 0.016189 | 30.1728 | 6.9775 | 29.918 | 1385.9604 | 320.5062 | 1374.2568 | 724.5312 | 63.5349 | 87.8011 | 24.4208 | 6.9775 | 27.797 | 1204.0436 | 344.0195 | 1370.502 | 629.4316 | 68.196 | 87.5612 | 24.4208 | 11.0132 | 27.797 | 1204.0436 | 542.9956 | 1370.502 | 629.4316 | 107.6396 | 87.5612
PA | INSIG | MUNICIPAL | EAGLES MERE BORO AUTH | PA0028282 | 001 | 1.0706 | 7.056% | 0.21969 | 0.23519 | 5.128 | 0.87526 | 29.918 | 2496.8219 | 426.1644 | 14567.1221 | 1534.9196 | 141.3974 | 2308.8529 | 3.0282 | 0.87526 | 25.2565 | 2168.9969 | 626.9277 | 18090.6264 | 1333.3894 | 208.0088 | 2867.3196 | 3.0282 | 1.0321 | 25.2565 | 2168.9969 | 739.2807 | 18090.6264 | 1333.3894 | 245.2865 | 2867.3196
PA | INSIG | MUNICIPAL | EARL SNYDER SINGLE RES STP | PAG045128 | 001 | 1.0787 | 7.866% | 0.00040027 | 0.00043176 | 24.5587 | 4.0931 | 9.9727 | 30.0822 | 5.0137 | 12.2156 | 19.6193 | 1.3503 | 0.84543 | 19.8744 | 4.0931 | 9.9727 | 26.1339 | 5.3823 | 13.1136 | 17.0442 | 1.4496 | 0.90757 | 19.8744 | 6.4592 | 27.7932 | 26.1339 | 8.4935 | 36.5467 | 17.0442 | 2.2875 | 2.5293
PA | INSIG | MUNICIPAL | EARL TWP SEW AUTH | PA0086304 | 001 | 1.0784 | 7.837% | 0.28015 | 0.30211 | 7.4019 | 0.76558 | 29.918 | 6346.6332 | 656.4367 | 25652.7936 | 3577.2872 | 374.7032 | 9592.1672 | 5.9927 | 0.76558 | 27.8046 | 5513.8065 | 704.4021 | 25582.704 | 3107.8634 | 402.0825 | 9565.9591 | 5.9927 | 1.2086 | 27.8046 | 5513.8065 | 1112.0549 | 25582.704 | 3107.8634 | 634.7764 | 9565.9591
PA | INSIG | MUNICIPAL | EAST BERLIN BORO | PA0021202 | 001 | 1.0098 | 0.9804% | 0.15008 | 0.15155 | 15.949 | 1.9931 | 0 | 7326.0164 | 915.5014 | 0 | 5005.2701 | 172.5942 | 0 | 13.7885 | 1.9931 | 0 | 6364.2874 | 919.9354 | 0 | 4348.199 | 173.4301 | 0 | 13.7885 | 3.3612 | 29.6925 | 6364.2874 | 1551.4159 | 13705.02 | 4348.199 | 292.4794 | 842.0921
PA | INSIG | MUNICIPAL | EAST EARL SEW AUTH | PA0085448 | 001 | 1.0784 | 7.837% | 0.0040022 | 0.0043158 | 32.296 | 4.2264 | 29.918 | 395.5962 | 51.7694 | 366.4685 | 237.1889 | 29.085 | 151.1194 | 26.1464 | 4.2264 | 27.8046 | 343.6715 | 55.5521 | 365.4672 | 206.0563 | 31.2102 | 150.7065 | 26.1464 | 6.6727 | 27.8046 | 343.6715 | 87.7067 | 365.4672 | 206.0563 | 49.2753 | 150.7065
PA | INSIG | MUNICIPAL | EAST HANOVER TWP/DAIRY LANE WW | PA0247464 | 001 | 1.1349 | 13.49% | 0.32118 | 0.3645 | 2.642 | 0.58145 | 29.918 | 2597.0959 | 571.5616 | 29409.0955 | 1843.7588 | 240.936 | 6542.3554 | 2.0328 | 0.58145 | 26.4197 | 2256.5933 | 645.475 | 29328.7428 | 1602.0255 | 272.0934 | 6524.4801 | 2.0328 | 0.8718 | 26.4197 | 2256.5933 | 967.7888 | 29328.7428 | 1602.0255 | 407.9614 | 6524.4801
PA | INSIG | MUNICIPAL | EAST PROSPECT BORO AUTH | PA0084565 | 001 | 1.0648 | 6.482% | 0.14005 | 0.14913 | 69.2569 | 10.2948 | 29.918 | 18557.309 | 2758.49 | 8016.498 | 13926.0758 | 1065.1229 | 2649.9898 | 35.4967 | 10.2899 | 29.918 | 16121.5355 | 4673.3819 | 13587.8821 | 12098.1834 | 1804.5112 | 4491.7056 | 35.4967 | 10.2899 | 35.2053 | 16121.5355 | 4673.3819 | 15989.19 | 12098.1834 | 1804.5112 | 5285.4988
PA | INSIG | MUNICIPAL | EAST PROVIDENCE TWP MUN AUTH | PA0038733 | 001 | 1.0622 | 6.223% | 0.38021 | 0.40387 | 13.5465 | 0.258 | 29.918 | 15763.5938 | 300.2227 | 34814.5056 | 8478.8008 | 68.5273 | 3100.3963 | 11.4506 | 0.258 | 28.227 | 14084.3271 | 317.3396 | 34719.384 | 7575.5698 | 72.4343 | 3091.9253 | 11.4506 | 0.46971 | 28.227 | 14084.3271 | 577.7473 | 34719.384 | 7575.5698 | 131.8736 | 3091.9253
PA | INSIG | MUNICIPAL | EAST SAINT CLAIR TWP MUN AUTH/ | PA0082694 | 001 | 1.0356 | 3.558% | 0.11206 | 0.11605 | 8.2086 | 1.6288 | 29.918 | 2815.3265 | 558.6209 | 10261.1174 | 1506.1742 | 125.3656 | 950.2035 | 6.9201 | 1.6288 | 28.9535 | 2445.7957 | 575.6537 | 10233.0816 | 1308.4786 | 129.1881 | 947.6073 | 6.9201 | 2.6778 | 28.9535 | 2445.7957 | 946.4051 | 10233.0816 | 1308.4786 | 212.392 | 947.6073
PA | INSIG | MUNICIPAL | EAST ST CLAIR TWP MUN AUTH/STO | PA0082732 | 001 | 1.0177 | 1.774% | 0.11206 | 0.11405 | 11.0245 | 3.4788 | 29.918 | 3781.1185 | 1193.1377 | 10261.1174 | 2025.6623 | 267.7637 | 950.2035 | 9.457 | 3.4788 | 29.4611 | 3284.8209 | 1208.3341 | 10233.0816 | 1759.7803 | 271.174 | 947.6073 | 9.457 | 5.8196 | 29.4611 | 3284.8209 | 2021.3915 | 10233.0816 | 1759.7803 | 453.6402 | 947.6073
PA | INSIG | MUNICIPAL | EAST UNION TWP SEW AUTH | PA0062537 | 001 | 1.2817 | 28.17% | 0.090049 | 0.11541 | 22.8305 | 3.179 | 29.918 | 6292.1777 | 876.1357 | 8245.5408 | 4253.9613 | 351.2169 | 2093.5084 | 15.5514 | 3.179 | 23.3941 | 5466.2865 | 1117.4019 | 8223.012 | 3695.5999 | 447.9334 | 2087.7884 | 15.5514 | 4.2226 | 23.3941 | 5466.2865 | 1484.2396 | 8223.012 | 3695.5999 | 594.9878 | 2087.7884
PA | INSIG | MUNICIPAL | EAST WATERFORD SEW AUTH/STP | PA0247677 | 001 | 0.99936 | -0.06435% | 0.020011 | 0.019998 | 11.7882 | 1.9647 | 29.918 | 721.9726 | 120.3288 | 1832.3424 | 591.132 | 41.8885 | 385.425 | 10.5183 | 1.9647 | 29.918 | 640.6186 | 119.6607 | 1822.1685 | 524.5215 | 41.6559 | 383.2849 | 10.5183 | 3.5848 | 30.0029 | 640.6186 | 218.3359 | 1827.336 | 524.5215 | 76.0065 | 384.3719
PA | INSIG | MUNICIPAL | EATON SEWER & WATER CO | PA0062332 | 001 | 1.0284 | 2.841% | 0.050027 | 0.051449 | 7.4523 | 1.3187 | 29.918 | 1141.0508 | 201.9057 | 4580.856 | 822.9719 | 92.2297 | 1172.1543 | 7.4523 | 1.3187 | 29.1551 | 1167.7092 | 206.6228 | 4568.34 | 842.199 | 94.3845 | 1168.9517 | 21.1546 | 6.6008 | 29.1551 | 3314.733 | 1034.2773 | 4568.34 | 2390.7193 | 472.4537 | 1168.9517
PA | INSIG | MUNICIPAL | EDGEWOOD MHP | PA0061476 | 001 | 1.0665 | 6.65% | 0.020011 | 0.021342 | 24.9197 | 3.9872 | 29.918 | 1526.22 | 244.1952 | 1832.3424 | 632.6878 | 64.4325 | 179.1496 | 20.3991 | 3.9872 | 28.1139 | 1325.8932 | 259.156 | 1827.336 | 549.6432 | 68.3801 | 178.6601 | 20.3991 | 6.365 | 28.1139 | 1325.8932 | 413.7109 | 1827.336 | 549.6432 | 109.1604 | 178.6601
PA | INSIG | MUNICIPAL | EDWARDS, JEAN & JAMES | PAG045064 | 001 | 1.0375 | 3.75% | 0.00040027 | 0.00041528 | 24.5587 | 4.0931 | 9.9727 | 30.0822 | 5.0137 | 12.2156 | 19.6199 | 1.9371 | 3.3659 | 20.6629 | 4.0931 | 9.9727 | 26.1339 | 5.1769 | 12.6132 | 17.0448 | 2.0001 | 3.4754 | 20.6629 | 6.7154 | 28.8958 | 26.1339 | 8.4935 | 36.5467 | 17.0448 | 3.2816 | 10.07
PA | INSIG | MUNICIPAL | ELK LAKE SCHOOL DISTRICT | PA0061221 | 001 | 1.0261 | 2.614% | 0.023413 | 0.024025 | 24.9197 | 3.9872 | 29.918 | 1785.6774 | 285.7084 | 2143.8406 | 1104.6323 | 113.6337 | 386.4404 | 21.2016 | 3.9872 | 29.2199 | 1551.2951 | 291.7358 | 2137.9831 | 959.6418 | 116.031 | 385.3846 | 21.2016 | 6.6154 | 29.2199 | 1551.2951 | 484.0418 | 2137.9831 | 959.6418 | 192.5161 | 385.3846
PA | INSIG | MUNICIPAL | Elk Meadows Homeowners Association | PA0060186 | 001 | 1.0261 | 2.614% | 0.023013 | 0.023614 | 3.0182 | 0.74032 | 29.918 | 212.5808 | 52.1425 | 2107.1938 | 75.1089 | 23.1777 | 452.099 | 3.0182 | 0.74032 | 29.2199 | 217.0655 | 53.2425 | 2101.4364 | 76.6934 | 23.6666 | 450.8638 | 21.2016 | 6.6154 | 29.2199 | 1524.7772 | 475.7675 | 2101.4364 | 538.7333 | 211.4818 | 450.8638
PA | INSIG | MUNICIPAL | ELK MOUNTAIN SKI RESORT INC | PA0061913 | 001 | 1.0261 | 2.614% | 0.10005 | 0.10267 | 1.854 | 1.2247 | 29.918 | 567.7512 | 375.0247 | 9161.712 | 208.0461 | 166.7009 | 1965.648 | 1.854 | 1.2247 | 29.2199 | 579.7287 | 382.9363 | 9136.68 | 212.4351 | 170.2177 | 1960.2774 | 21.2016 | 6.6154 | 29.2199 | 6629.4661 | 2068.5546 | 9136.68 | 2429.2939 | 919.4859 | 1960.2774
PA | INSIG | MUNICIPAL | ELLIS DAVID KAREN SFSF | PAG044908 | 001 | 1.0375 | 3.75% | 0.00040027 | 0.00041528 | 24.5587 | 4.0931 | 9.9727 | 30.0822 | 5.0137 | 12.2156 | 18.2388 | 1.9371 | 3.3659 | 20.6629 | 4.0931 | 9.9727 | 26.1339 | 5.1769 | 12.6132 | 15.8449 | 2.0001 | 3.4754 | 20.6629 | 6.7154 | 28.8958 | 26.1339 | 8.4935 | 36.5467 | 15.8449 | 3.2816 | 10.07
PA | INSIG | MUNICIPAL | ELMHURST TWP SEW AUTH | PA0061450 | 001 | 1.0665 | 6.65% | 0.10606 | 0.11311 | 24.9197 | 3.9872 | 0 | 8088.966 | 1294.2346 | 0 | 3600.4488 | 473.0729 | 0 | 20.3991 | 3.9872 | 0 | 7027.234 | 1373.5269 | 0 | 3127.8653 | 502.0561 | 0 | 20.3991 | 6.365 | 28.1139 | 7027.234 | 2192.6678 | 9684.8808 | 3127.8653 | 801.4713 | 1664.3462
PA | INSIG | MUNICIPAL | ELVERSON BORO MUNI AUTH STP | PA0052078 | 001 | 1.0296 | 2.955% | 0.12507 | 0.12876 | 17.271 | 0.59989 | 29.918 | 6611.063 | 229.6274 | 11452.14 | 4160.4651 | 128.3222 | 5525.4583 | 17.271 | 0.59989 | 29.1229 | 6772.9964 | 235.252 | 11420.85 | 4262.3728 | 131.4653 | 5510.3614 | 21.1313 | 0.92309 | 29.1229 | 8286.8326 | 361.997 | 11420.85 | 5215.058 | 202.294 | 5510.3614
PA | INSIG | MUNICIPAL | ENCK PROPERTIES | PA0260119 | 001 | 1.0784 | 7.837% | 0.0008011 | 0.00086387 | 25.0393 | 4.0063 | 9.9727 | 61.3416 | 9.8147 | 24.4312 | 31.3016 | 5.4085 | 10.2174 | 25.0393 | 4.0063 | 9.9727 | 65.8779 | 10.5405 | 26.2379 | 33.6164 | 5.8085 | 10.973
PA | INSIG | MUNICIPAL | ENGLE RESIDENCE | PAG045174 | 001 | 1.0787 | 7.866% | 0.00040027 | 0.00043176 | 24.5587 | 4.0931 | 9.9727 | 30.0822 | 5.0137 | 12.2156 | 17.6259 | 1.7171 | 3.0251 | 19.8744 | 4.0931 | 9.9727 | 26.1339 | 5.3823 | 13.1136 | 15.3125 | 1.8433 | 3.2475 | 19.8744 | 6.4592 | 27.7932 | 26.1339 | 8.4935 | 36.5467 | 15.3125 | 2.9088 | 9.0506
PA | INSIG | MUNICIPAL | ENGLISH SR, STEPHEN | PAG045072 | 001 | 1.0324 | 3.236% | 0.00040055 | 0.00041351 | 24.5587 | 4.0931 | 9.9727 | 30.0822 | 5.0137 | 12.2156 | 19.0564 | 1.4617 | 1.9092 | 24.5587 | 4.0931 | 9.9727 | 30.9285 | 5.1547 | 12.5593 | 19.5925 | 1.5028 | 1.963
PA | INSIG | MUNICIPAL | ERTEL, DANIEL J | PAG044874 | 001 | 1.0324 | 3.236% | 0.00040027 | 0.00041323 | 24.5587 | 4.0931 | 9.9727 | 30.0822 | 5.0137 | 12.2156 | 19.0564 | 1.4617 | 1.9092 | 20.7658 | 4.0931 | 9.9727 | 26.1339 | 5.1512 | 12.5507 | 16.5553 | 1.5018 | 1.9616 | 20.7658 | 6.7489 | 29.0398 | 26.1339 | 8.4935 | 36.5467 | 16.5553 | 2.4762 | 5.7121
PA | INSIG | MUNICIPAL | EUGENE DUBBS SEW SYS | PAG045068 | 001 | 1.0356 | 3.558% | 0.00040027 | 0.00041451 | 24.5587 | 4.0931 | 9.9727 | 30.0822 | 5.0137 | 12.2156 | 16.2762 | 1.1444 | 1.0879 | 20.7013 | 4.0931 | 9.9727 | 26.1339 | 5.1673 | 12.5898 | 14.1399 | 1.1795 | 1.1212 | 20.7013 | 6.7279 | 28.9495 | 26.1339 | 8.4935 | 36.5467 | 14.1399 | 1.9387 | 3.2547
PA | INSIG | MUNICIPAL | EUTAW CENTRE INC | PAG045274 | 001 | 1.0787 | 7.866% | 0.00040027 | 0.00043176 | 24.5587 | 4.0931 | 9.9727 | 30.0822 | 5.0137 | 12.2156 | 20.0282 | 1.9114 | 3.1302 | 19.8744 | 4.0931 | 9.9727 | 26.1339 | 5.3823 | 13.1136 | 17.3995 | 2.052 | 3.3603 | 19.8744 | 6.4592 | 27.7932 | 26.1339 | 8.4935 | 36.5467 | 17.3995 | 3.2381 | 9.365
PA | INSIG | MUNICIPAL | EVANS SFSTP | PAG045193 | 001 | 1.0797 | 7.973% | 0.00040027 | 0.00043219 | 24.5587 | 4.0931 | 9.9727 | 30.0822 | 5.0137 | 12.2156 | 24.189 | 1.8705 | 3.1787 | 19.8548 | 4.0931 | 9.9727 | 26.1339 | 5.3876 | 13.1265 | 21.0142 | 2.01 | 3.4157 | 19.8548 | 6.4528 | 27.7658 | 26.1339 | 8.4935 | 36.5467 | 21.0142 | 3.1687 | 9.51
PA | INSIG | MUNICIPAL | EVANS, MELISSA | PA0063690 | 001 | 1.0463 | 4.634% | 0.0030016 | 0.0031407 | 24.9197 | 3.9872 | 29.918 | 228.933 | 36.6293 | 274.8514 | 175.3336 | 15.1157 | 59.6446 | 20.7922 | 3.9872 | 28.6556 | 198.884 | 38.1385 | 274.1004 | 152.3199 | 15.7385 | 59.4817 | 20.7922 | 6.4877 | 28.6556 | 198.884 | 62.0566 | 274.1004 | 152.3199 | 25.6088 | 59.4817
PA | INSIG | MUNICIPAL | EVERETT BORO AREA MUN AUTH | PA0009423 | 001 | 1.0356 | 3.558% | 0.028015 | 0.029012 | 0.99404 | 0.50287 | 29.918 | 85.2329 | 43.1178 | 2565.2794 | 48.3213 | 9.8418 | 228.4503 | 0.83781 | 0.50287 | 28.9535 | 74.0273 | 44.4325 | 2558.2704 | 41.9684 | 10.1419 | 227.8261 | 0.83781 | 0.82594 | 28.9535 | 74.0273 | 72.9786 | 2558.2704 | 41.9684 | 16.6577 | 227.8261
PA | INSIG | MUNICIPAL | EVERGREEN ENTERPRISES - HEMLOC | PA0043028 | 001 | 1.0784 | 7.837% | 0.0053029 | 0.0057185 | 23.586 | 5.1135 | 0 | 382.8022 | 82.9928 | 0 | 306.2274 | 34.7796 | 0 | 19.095 | 5.1135 | 0 | 332.5568 | 89.057 | 0 | 266.0329 | 37.3209 | 0 | 19.095 | 8.0733 | 27.8046 | 332.5568 | 140.6048 | 484.244 | 266.0329 | 58.9229 | 134.4408
PA | INSIG | MUNICIPAL | EXIT II WWTP INC | PA0085723 | 001 | 1.0648 | 6.482% | 0.080044 | 0.085232 | 22.4098 | 0.66718 | 9.9727 | 5490 | 163.4466 | 2443.1232 | 2764.7104 | 13.4873 | 42.3325 | 22.4098 | 0.66718 | 9.9727 | 5817.1283 | 173.1857 | 2588.6996 | 2929.449 | 14.291 | 44.855 | 31.4889 | 1.6735 | 28.1584 | 8173.8665 | 434.3965 | 7309.344 | 4116.2793 | 35.8457 | 126.6506
PA | INSIG | MUNICIPAL | Facility Name Overall | PA0063444 | 001 | 1.1017 | 10.17% | 0.24013 | 0.26455 | 17.767 | 3.3315 | 29.918 | 13057.7431 | 2448.5048 | 21988.1088 | 9028.8779 | 1124.3417 | 6600.051 | 14.0791 | 3.3315 | 27.2157 | 11343.7059 | 2684.2744 | 21928.032 | 7843.6935 | 1232.606 | 6582.0181 | 14.0791 | 5.1481 | 27.2157 | 11343.7059 | 4147.8656 | 21928.032 | 7843.6935 | 1904.6801 | 6582.0181
PA | INSIG | MUNICIPAL | Facility Name Overall | PA0085111 | 001 | 1.0392 | 3.924% | 0.12007 | 0.12478 | 0.99599 | 0.49936 | 0 | 366 | 183.5014 | 0 | 231.0807 | 95.7488 | 0 | 0.83653 | 0.49936 | 0 | 317.8962 | 189.7648 | 0 | 200.7095 | 99.017 | 0 | 0.83653 | 0.81813 | 28.8515 | 317.8962 | 310.9038 | 10964.016 | 200.7095 | 162.2258 | 1015.5824
PA | INSIG | MUNICIPAL | Facility Name Overall | PA0087572 | 001 | 1.0388 | 3.877% | 0.0067441 | 0.0070056 | 0.48026 | 0.26196 | 29.918 | 11.0301 | 6.0164 | 687.1284 | 8.8565 | 2.7298 | 200.7925 | 0.44929 | 0.26196 | 15.8445 | 9.5859 | 5.5892 | 338.0572 | 7.6969 | 2.536 | 98.787 | 0.44929 | 0.478 | 15.8445 | 9.5859 | 10.1985 | 338.0572 | 7.6969 | 4.6274 | 98.787
PA | INSIG | MUNICIPAL | FACTORYVILLE BORO AND CLINTON TWP JMSA | PA0060372 | 001 | 1.0261 | 2.614% | 0.1653 | 0.16962 | 10.2607 | 1.3045 | 29.918 | 5812.8822 | 739.0192 | 16949.1672 | 2844.4522 | 303.7307 | 3713.8044 | 10.2607 | 1.3045 | 15.2103 | 5300.6002 | 673.8903 | 7857.5448 | 2593.7742 | 276.9633 | 1721.7002 | 11.0364 | 3.4436 | 15.2103 | 5701.3408 | 1778.9569 | 7857.5448 | 2789.871 | 731.1365 | 1721.7002
PA | INSIG | MUNICIPAL | FAHSBENDER, THOMAS | PAG044904 | 001 | 1.0689 | 6.893% | 0.00040027 | 0.00042787 | 24.5587 | 4.0931 | 9.9727 | 30.0822 | 5.0137 | 12.2156 | 20.5926 | 1.9128 | 2.2658 | 20.0553 | 4.0931 | 9.9727 | 26.1339 | 5.3337 | 12.9953 | 17.8898 | 2.0348 | 2.4104 | 20.0553 | 6.518 | 28.0462 | 26.1339 | 8.4935 | 36.5467 | 17.8898 | 3.2403 | 6.7787
PA | INSIG | MUNICIPAL | FAIRFIELD MUN AUTH | PA0021776 | 001 | 1.0273 | 2.727% | 0.30016 | 0.30835 | 7.9745 | 1.0631 | 29.918 | 7326.0164 | 976.6685 | 27485.136 | 3948.7291 | 658.7486 | 14495.3576 | 6.777 | 1.0631 | 29.1877 | 6364.2874 | 998.372 | 27410.04 | 3430.3563 | 673.3873 | 14455.7528 | 6.777 | 1.7627 | 29.1877 | 6364.2874 | 1655.3608 | 27410.04 | 3430.3563 | 1116.5167 | 14455.7528
PA | INSIG | MUNICIPAL | FAIRMOUNT HOMES | PA0084603 | 001 | 1.0784 | 7.837% | 0.050027 | 0.053948 | 11.3625 | 1.8992 | 0 | 1739.7534 | 290.7945 | 0 | 1100.7792 | 163.3738 | 0 | 9.1989 | 1.8992 | 0 | 1511.3857 | 312.0427 | 0 | 956.286 | 175.3114 | 0 | 9.1989 | 2.998 | 27.8046 | 1511.3857 | 492.5746 | 4568.34 | 956.286 | 276.7376 | 1883.8316
PA | INSIG | MUNICIPAL | FEGER, REYNOLD - THE HUT RESTA | PA0110116 | 001 | 1.0306 | 3.06% | 0.001901 | 0.0019592 | 24.9197 | 3.9872 | 29.918 | 144.9909 | 23.1985 | 174.0725 | 111.3459 | 8.8472 | 51.6186 | 21.1097 | 3.9872 | 29.0932 | 125.9599 | 23.791 | 173.5969 | 96.731 | 9.0732 | 51.4776 | 21.1097 | 6.5867 | 29.0932 | 125.9599 | 39.3025 | 173.5969 | 96.731 | 14.9888 | 51.4776
PA | INSIG | MUNICIPAL | FELLOWSHIP OF BIBLE CHURCHES I | PA0080608 | 001 | 1.0466 | 4.663% | 0.012007 | 0.012566 | 12.9671 | 6.1324 | 29.918 | 476.504 | 225.3489 | 1099.4054 | 439.2691 | 144.729 | 601.159 | 10.8164 | 6.1324 | 28.6477 | 413.9651 | 234.6983 | 1096.4016 | 381.6171 | 150.7336 | 599.5165 | 10.8164 | 9.9753 | 28.6477 | 413.9651 | 381.7724 | 1096.4016 | 381.6171 | 245.1911 | 599.5165
PA | INSIG | MUNICIPAL | FELTON BOROUGH | PA0088579 | 001 | 1.0648 | 6.482% | 0.040022 | 0.042616 | 6.5326 | 0.75313 | 29.918 | 800.1863 | 92.2521 | 3664.6848 | 645.3802 | 44.075 | 1746.7387 | 4.8995 | 0.75313 | 28.1584 | 635.8984 | 97.749 | 3654.672 | 512.8759 | 46.7012 | 1741.9662 | 4.8995 | 1.5045 | 28.1584 | 635.8984 | 195.2716 | 3654.672 | 512.8759 | 93.2943 | 1741.9662
PA | INSIG | MUNICIPAL | FERRYBOAT CAMPSITES INC | PA0083852 | 001 | 1.0797 | 7.973% | 0.030016 | 0.032409 | 67.0869 | 8.2305 | 29.918 | 6163.1511 | 756.1199 | 2748.5136 | 5001.6137 | 336.4533 | 671.6026 | 54.2444 | 8.2305 | 27.7696 | 5354.1954 | 812.3914 | 2741.004 | 4345.1178 | 361.4926 | 669.7676 | 54.2444 | 12.9781 | 27.7696 | 5354.1954 | 1281.0041 | 2741.004 | 4345.1178 | 570.0129 | 669.7676
PA | INSIG | MUNICIPAL | FETTERMAN,LANNY R | PA0113433 | 001 | 1.0214 | 2.139% | 0.00030016 | 0.00030659 | 47.3492 | 4.9663 | 29.918 | 43.4988 | 4.5625 | 27.4851 | 32.4622 | 1.8739 | 7.9223 | 47.3492 | 4.9663 | 29.3555 | 44.2112 | 4.6372 | 27.41 | 32.9939 | 1.9046 | 7.9006 | 1279.0793 | 1610.1702 | 29.3555 | 1194.3102 | 1503.4586 | 27.41 | 891.2879 | 617.497 | 7.9006
PA | INSIG | MUNICIPAL | FILARSKI SEW SYS STP | PAG045116 | 001 | 1.0324 | 3.236% | 0.00040027 | 0.00041323 | 24.5587 | 4.0931 | 9.9727 | 30.0822 | 5.0137 | 12.2156 | 17.7177 | 1.776 | 3.0764 | 20.7658 | 4.0931 | 9.9727 | 26.1339 | 5.1512 | 12.5507 | 15.3923 | 1.8248 | 3.1608 | 20.7658 | 6.7489 | 29.0398 | 26.1339 | 8.4935 | 36.5467 | 15.3923 | 3.0087 | 9.204
PA | INSIG | MUNICIPAL | FISHING CREEK ESTATES HOMEOWNE | PA0084018 | 001 | 1.0388 | 3.877% | 0.026014 | 0.027023 | 32.1273 | 0.98912 | 0 | 2557.9447 | 78.753 | 0 | 1635.6612 | 29.1667 | 0 | 27.0013 | 0.98912 | 0 | 2222.197 | 81.4045 | 0 | 1420.9695 | 30.1487 | 0 | 27.0013 | 1.6212 | 27.7543 | 2222.197 | 133.4218 | 2284.17 | 1420.9695 | 49.4137 | 473.0824
PA | INSIG | MUNICIPAL | FITE, DAVID L - COMMERCE COMMONS | PA0247898 | 001 | 1.0784 | 7.837% | 0.01861 | 0.020069 | 24.9284 | 1.9893 | 29.918 | 1419.8795 | 113.3096 | 1704.0784 | 708.8808 | 62.4407 | 712.667 | 20.182 | 1.9893 | 27.8046 | 1233.5246 | 121.589 | 1699.4225 | 615.8424 | 67.0032 | 710.7198 | 20.182 | 6.2824 | 27.8046 | 1233.5246 | 383.9816 | 1699.4225 | 615.8424 | 211.598 | 710.7198
PA | INSIG | MUNICIPAL | FIVE FORKS BRETHREN IN CHRIST | PA0085138 | 001 | 1.0466 | 4.663% | 0.0020011 | 0.0020944 | 51.6636 | 8.1483 | 29.918 | 316.4159 | 49.9043 | 183.2342 | 244.0136 | 35.7799 | 122.969 | 43.0945 | 8.1483 | 28.6477 | 274.8842 | 51.9748 | 182.7336 | 211.9851 | 37.2643 | 122.633 | 43.0945 | 13.2555 | 28.6477 | 274.8842 | 84.5522 | 182.7336 | 211.9851 | 60.6213 | 122.633
PA | INSIG | MUNICIPAL | FLATBUSH GOLF COURSE INC | PA0082643 | 001 | 1.0294 | 2.943% | 0.0075041 | 0.0077249 | 24.4961 | 1.0446 | 29.918 | 562.6028 | 23.9922 | 687.1284 | 290.416 | 4.5231 | 42.22 | 20.7745 | 1.0446 | 29.1264 | 488.7574 | 24.5769 | 685.251 | 252.2969 | 4.6333 | 42.1046 | 20.7745 | 1.7277 | 29.1264 | 488.7574 | 40.6471 | 685.251 | 252.2969 | 7.663 | 42.1046
PA | INSIG | MUNICIPAL | FLECK, KEVIN | PAG043523 | 001 | 1.027 | 2.705% | 0.00040055 | 0.00041138 | 24.5587 | 4.0931 | 9.9727 | 30.0822 | 5.0137 | 12.2156 | 26.798 | 2.7068 | 5.7206 | 24.5587 | 4.0931 | 9.9727 | 30.7694 | 5.1282 | 12.4947 | 27.4102 | 2.7686 | 5.8513
PA | INSIG | MUNICIPAL | FLEIG BERNESE & FLEIG HAROLD | PAG043936 | 001 | 1.0392 | 3.924% | 0.00040055 | 0.00041626 | 24.9197 | 3.9872 | 9.9727 | 30.5244 | 4.8839 | 12.2156 | 19.1629 | 2.5484 | 1.1315 | 24.9197 | 3.9872 | 9.9727 | 31.5922 | 5.0548 | 12.6429 | 19.8333 | 2.6375 | 1.1711
PA | INSIG | MUNICIPAL | FLETCHER, ROBERT D SFTF | PA0261009 | 001 | 1.0294 | 2.943% | 0.00040022 | 0.000412 | 24.9197 | 3.9872 | 29.918 | 30.5244 | 4.8839 | 36.6468 | 16.6634 | 0.92073 | 2.2517 | 21.1338 | 3.9872 | 29.1264 | 26.5179 | 5.0029 | 36.5467 | 14.4762 | 0.94317 | 2.2456 | 21.1338 | 6.5943 | 29.1264 | 26.5179 | 8.2742 | 36.5467 | 14.4762 | 1.5599 | 2.2456
PA | INSIG | MUNICIPAL | FORBES ROAD SCHOOL DISTRICT | PA0083020 | 001 | 1.027 | 2.705% | 0.012007 | 0.012331 | 28.114 | 8.6178 | 19.9454 | 1033.1136 | 316.6799 | 732.937 | 716.7931 | 93.4356 | 131.4166 | 23.8984 | 8.6178 | 19.9454 | 897.5236 | 323.6483 | 749.0647 | 622.7183 | 95.4915 | 134.3083 | 23.8984 | 14.2865 | 29.1939 | 897.5236 | 536.5417 | 1096.4016 | 622.7183 | 158.3052 | 196.5863
PA | INSIG | MUNICIPAL | FOREMOST INDUSTRIES INC | PA0247243 | 001 | 1.0466 | 4.663% | 0.00050027 | 0.0005236 | 107.4639 | 8.8316 | 9.9727 | 164.5418 | 13.5223 | 15.2695 | 157.897 | 8.6846 | 8.3494 | 89.6395 | 8.8316 | 9.9727 | 142.9445 | 14.0833 | 15.903 | 137.1719 | 9.0449 | 8.6958 | 89.6395 | 14.3662 | 28.6477 | 142.9445 | 22.9092 | 45.6834 | 137.1719 | 14.7133 | 24.9799
PA | INSIG | MUNICIPAL | FORT HERITAGE LIGHTHOUSE CHPEL | PA0085316 | 001 | 1.0294 | 2.943% | 0.020011 | 0.0206 | 24.9197 | 3.9872 | 29.918 | 1526.22 | 244.1952 | 1832.3424 | 1171.0507 | 174.0661 | 909.7038 | 21.1338 | 3.9872 | 29.1264 | 1325.8932 | 250.1467 | 1827.336 | 1017.3423 | 178.3084 | 907.2183 | 21.1338 | 6.5943 | 29.1264 | 1325.8932 | 413.7109 | 1827.336 | 1017.3423 | 294.8995 | 907.2183
PA | INSIG | MUNICIPAL | FOUST, MARK | PAG045089 | 001 | 1.0534 | 5.342% | 0.00040055 | 0.00042194 | 24.5587 | 4.0931 | 9.9727 | 30.0822 | 5.0137 | 12.2156 | 14.3465 | 1.7976 | 2.0243 | 24.5587 | 4.0931 | 9.9727 | 31.5593 | 5.2599 | 12.8154 | 15.051 | 1.8859 | 2.1237
PA | INSIG | MUNICIPAL | FOWLER SRSTP | PAG045164 | 001 | 1.0324 | 3.236% | 0.00040027 | 0.00041323 | 24.5587 | 4.0931 | 9.9727 | 30.0822 | 5.0137 | 12.2156 | 17.8556 | 1.4617 | 1.9092 | 20.7658 | 4.0931 | 9.9727 | 26.1339 | 5.1512 | 12.5507 | 15.5121 | 1.5018 | 1.9616 | 20.7658 | 6.7489 | 29.0398 | 26.1339 | 8.4935 | 36.5467 | 15.5121 | 2.4762 | 5.7121
PA | INSIG | MUNICIPAL | FRANCIS G AND MARY C SHULTZ SFTF | PAG045213 | 001 | 1.0706 | 7.056% | 0.00040027 | 0.00042852 | 24.5587 | 4.0931 | 9.9727 | 30.0822 | 5.0137 | 12.2156 | 15.0555 | 1.7289 | 2.4072 | 20.0249 | 4.0931 | 9.9727 | 26.1339 | 5.3418 | 13.015 | 13.0794 | 1.842 | 2.5647 | 20.0249 | 6.5081 | 28.0037 | 26.1339 | 8.4935 | 36.5467 | 13.0794 | 2.9289 | 7.2018
PA | INSIG | MUNICIPAL | FRANK BOMBOY SFTF | PAG044928 | 001 | 1.0324 | 3.236% | 0.00040027 | 0.00041323 | 24.5587 | 4.0931 | 9.9727 | 30.0822 | 5.0137 | 12.2156 | 19.5273 | 1.4617 | 1.9092 | 20.7658 | 4.0931 | 9.9727 | 26.1339 | 5.1512 | 12.5507 | 16.9643 | 1.5018 | 1.9616 | 20.7658 | 6.7489 | 29.0398 | 26.1339 | 8.4935 | 36.5467 | 16.9643 | 2.4762 | 5.7121
PA | INSIG | MUNICIPAL | FRANKLIN CO GENERAL AUTH | PA0044521 | 001 | 1.0466 | 4.663% | 0.0080044 | 0.0083776 | 9.3732 | 0.20466 | 0 | 229.6274 | 5.0137 | 0 | 152.6656 | 3.6842 | 0 | 7.8182 | 0.20466 | 0 | 199.478 | 5.2217 | 0 | 132.6211 | 3.8371 | 0 | 7.8182 | 0.3324 | 28.6477 | 199.478 | 8.4811 | 730.9344 | 132.6211 | 6.2322 | 420.7164
PA | INSIG | MUNICIPAL | FRANKLIN TWP ADAMS CO | PA0248088 | 001 | 1.0294 | 2.943% | 0.29687 | 0.30561 | 1.3098 | 0.39294 | 29.918 | 2005.4795 | 601.6438 | 45808.56 | 1379.5325 | 428.861 | 22742.5957 | 1.3098 | 0.39294 | 15.8044 | 1219.1021 | 365.7306 | 14710.0548 | 838.5979 | 260.6984 | 7303.1073 | 1.872 | 1.0949 | 15.8044 | 1742.3324 | 1019.0941 | 14710.0548 | 1198.5184 | 726.426 | 7303.1073
PA | INSIG | MUNICIPAL | FRASER STP | PAG045137 | 001 | 1.0214 | 2.139% | 0.00040027 | 0.00040884 | 24.5587 | 4.0931 | 9.9727 | 30.0822 | 5.0137 | 12.2156 | 22.7359 | 1.8317 | 3.1273 | 20.9887 | 4.0931 | 9.9727 | 26.1339 | 5.0965 | 12.4174 | 19.7518 | 1.862 | 3.1789 | 20.9887 | 6.8213 | 29.3515 | 26.1339 | 8.4935 | 36.5467 | 19.7518 | 3.103 | 9.3561
PA | INSIG | MUNICIPAL | FREDERICK SR STP | PAG046148 | 001 | 1.0388 | 3.877% | 0.00040027 | 0.00041579 | 24.5587 | 4.0931 | 9.9727 | 30.0822 | 5.0137 | 12.2156 | 21.3851 | 2.1135 | 2.7175 | 20.6376 | 4.0931 | 9.9727 | 26.1339 | 5.1832 | 12.6286 | 18.5783 | 2.1849 | 2.8094 | 20.6376 | 6.7072 | 28.8605 | 26.1339 | 8.4935 | 36.5467 | 18.5783 | 3.5803 | 8.1302
PA | INSIG | MUNICIPAL | FREDERICKSBURG SEW & WAT AUTH/ | PA0247570 | 001 | 1.026 | 2.596% | 0.10005 | 0.10265 | 25.5577 | 5.7216 | 29.918 | 7826.4562 | 1752.1006 | 9161.712 | 5820.7209 | 759.3293 | 1970.5866 | 21.7481 | 5.7216 | 29.2249 | 6799.1804 | 1788.7552 | 9136.68 | 5056.7116 | 775.2148 | 1965.2025 | 21.7481 | 9.4947 | 29.2249 | 6799.1804 | 2968.3758 | 9136.68 | 5056.7116 | 1286.4414 | 1965.2025
PA | INSIG | MUNICIPAL | Freeburg Borough Municipal Authority | PA0023582 | 001 | 1.0688 | 6.878% | 0.11006 | 0.11763 | 11.5252 | 1.6718 | 29.918 | 3882.2458 | 563.1584 | 10077.8832 | 2789.1377 | 185.2195 | 1636.4114 | 9.4141 | 1.6718 | 28.0539 | 3372.595 | 598.9376 | 10050.348 | 2422.9872 | 196.9871 | 1631.9403 | 9.4141 | 2.6628 | 28.0539 | 3372.595 | 953.9657 | 10050.348 | 2422.9872 | 313.7538 | 1631.9403
PA | INSIG | MUNICIPAL | FREEDOM VALLEY WORSHIP CENTER | PA0087106 | 001 | 1.0294 | 2.943% | 0.0020011 | 0.00206 | 77.3608 | 3.9274 | 9.9727 | 473.7997 | 24.0532 | 61.0781 | 284.1443 | 4.5346 | 3.7529 | 65.6077 | 3.9274 | 9.9727 | 411.6103 | 24.6394 | 62.5667 | 246.8485 | 4.6451 | 3.8444 | 65.6077 | 6.4953 | 29.1264 | 411.6103 | 40.7505 | 182.7336 | 246.8485 | 7.6825 | 11.2279
PA | INSIG | MUNICIPAL | FREEMAN'S MOBILE HOME PARK | PA0061441 | 001 | 1.0284 | 2.841% | 0.0045025 | 0.0046304 | 24.9197 | 3.9872 | 0 | 343.3995 | 54.9439 | 0 | 220.0923 | 20.6957 | 0 | 21.1546 | 3.9872 | 0 | 298.326 | 56.2276 | 0 | 191.2037 | 21.1792 | 0 | 21.1546 | 6.6008 | 29.1551 | 298.326 | 93.085 | 411.1506 | 191.2037 | 35.0623 | 88.5498
PA | INSIG | MUNICIPAL | FRIEDMAN AND OSWALD STP | PAG045145 | 001 | 1.0375 | 3.75% | 0.00040027 | 0.00041528 | 24.5587 | 4.0931 | 9.9727 | 30.0822 | 5.0137 | 12.2156 | 19.6577 | 2.0446 | 3.1178 | 20.6629 | 4.0931 | 9.9727 | 26.1339 | 5.1769 | 12.6132 | 17.0776 | 2.1111 | 3.2193 | 20.6629 | 6.7154 | 28.8958 | 26.1339 | 8.4935 | 36.5467 | 17.0776 | 3.4636 | 9.3278
PA | INSIG | MUNICIPAL | FRITZ, GORDON G | PAG045053 | 001 | 1.0689 | 6.893% | 0.00040027 | 0.00042787 | 24.5587 | 4.0931 | 9.9727 | 30.0822 | 5.0137 | 12.2156 | 26.1639 | 1.9969 | 2.4349 | 20.0553 | 4.0931 | 9.9727 | 26.1339 | 5.3337 | 12.9953 | 22.7299 | 2.1244 | 2.5904 | 20.0553 | 6.518 | 28.0462 | 26.1339 | 8.4935 | 36.5467 | 22.7299 | 3.3829 | 7.2849
PA | INSIG | MUNICIPAL | FRYE, PAUL JAMIE | PAG045017 | 001 | 1.0787 | 7.866% | 0.00040055 | 0.00043206 | 24.5587 | 4.0931 | 9.9727 | 30.0822 | 5.0137 | 12.2156 | 15.1897 | 0.9734 | 0.74068 | 24.5587 | 4.0931 | 9.9727 | 32.3156 | 5.3859 | 13.1226 | 16.3175 | 1.0457 | 0.79568
PA | INSIG | MUNICIPAL | FULLMER SHAWN M | PAG044949 | 001 | 1.0375 | 3.75% | 0.0004011 | 0.00041614 | 24.5587 | 4.0931 | 9.9727 | 30.0822 | 5.0137 | 12.2156 | 20.7835 | 2.2972 | 3.4783 | 24.5587 | 4.0931 | 9.9727 | 31.1251 | 5.1875 | 12.6391 | 21.504 | 2.3768 | 3.5989
PA | INSIG | MUNICIPAL | GAINES, PAMELA | PAG045087 | 001 | 1.0324 | 3.236% | 0.00040055 | 0.00041351 | 24.5587 | 4.0931 | 9.9727 | 30.0822 | 5.0137 | 12.2156 | 18.4072 | 1.9339 | 2.7266 | 24.5587 | 4.0931 | 9.9727 | 30.9285 | 5.1547 | 12.5593 | 18.925 | 1.9883 | 2.8033
PA | INSIG | MUNICIPAL | GALEN HALL CORP | PA0051764 | 001 | 1.0988 | 9.88% | 0.0020011 | 0.0021988 | 24.9197 | 3.9872 | 29.918 | 152.622 | 24.4195 | 183.2342 | 82.6982 | 12.2133 | 73.2206 | 19.7995 | 3.9872 | 27.2875 | 132.5893 | 26.7005 | 182.7336 | 71.8435 | 13.3541 | 73.0206 | 19.7995 | 6.1779 | 27.2875 | 132.5893 | 41.3711 | 182.7336 | 71.8435 | 20.6915 | 73.0206
PA | INSIG | MUNICIPAL | GALLUPPI, NICOLINO | PA0113140 | 001 | 1.0534 | 5.342% | 0.013007 | 0.013702 | 31.6714 | 6.634 | 29.918 | 1260.8218 | 264.0964 | 1191.0226 | 585.0153 | 92.9998 | 66.0515 | 26.2477 | 6.634 | 28.4632 | 1095.3177 | 276.8368 | 1187.7684 | 508.2222 | 97.4862 | 65.871 | 26.2477 | 10.7214 | 28.4632 | 1095.3177 | 447.4025 | 1187.7684 | 508.2222 | 157.5498 | 65.871
PA | INSIG | MUNICIPAL | GARDNER,ROBERT | PAG044842 | 001 | 1.0324 | 3.236% | 0.00040027 | 0.00041323 | 24.5587 | 4.0931 | 9.9727 | 30.0822 | 5.0137 | 12.2156 | 14.6928 | 1.7231 | 2.8521 | 20.7658 | 4.0931 | 9.9727 | 26.1339 | 5.1512 | 12.5507 | 12.7643 | 1.7704 | 2.9303 | 20.7658 | 6.7489 | 29.0398 | 26.1339 | 8.4935 | 36.5467 | 12.7643 | 2.919 | 8.5329
PA | INSIG | MUNICIPAL | GARRISON SFTF | PAG045264 | 001 | 1.0328 | 3.284% | 0.00040027 | 0.00041342 | 24.5587 | 4.0931 | 9.9727 | 30.0822 | 5.0137 | 12.2156 | 23.0975 | 1.6096 | 1.8671 | 20.7561 | 4.0931 | 9.9727 | 26.1339 | 5.1536 | 12.5565 | 20.066 | 1.6545 | 1.9192 | 20.7561 | 6.7457 | 29.0262 | 26.1339 | 8.4935 | 36.5467 | 20.066 | 2.7267 | 5.5859
PA | INSIG | MUNICIPAL | GARVER, GEORGE | PAG044879 | 001 | 1.0689 | 6.893% | 0.00040027 | 0.00042787 | 24.5587 | 4.0931 | 9.9727 | 30.0822 | 5.0137 | 12.2156 | 21.9242 | 1.9737 | 2.2909 | 20.0553 | 4.0931 | 9.9727 | 26.1339 | 5.3337 | 12.9953 | 19.0466 | 2.0997 | 2.4371 | 20.0553 | 6.518 | 28.0462 | 26.1339 | 8.4935 | 36.5467 | 19.0466 | 3.3436 | 6.8538
PA | INSIG | MUNICIPAL | GASS, STEPHEN | PAG043729 | 001 | 1.0988 | 9.88% | 0.00040055 | 0.00044012 | 24.5587 | 4.0931 | 9.9727 | 30.0822 | 5.0137 | 12.2156 | 19.7615 | 2.2771 | 3.0621 | 24.5587 | 4.0931 | 9.9727 | 32.9191 | 5.4865 | 13.3676 | 21.6251 | 2.4918 | 3.3509
PA | INSIG | MUNICIPAL | GEHMANS MENNONITE SCHOOL | PA0033553 | 001 | 1.0784 | 7.837% | 0.0014008 | 0.0015105 | 27.7606 | 1.6746 | 29.918 | 119.0146 | 7.1793 | 128.264 | 63.1109 | 4.0335 | 52.8918 | 22.4746 | 1.6746 | 27.8046 | 103.3932 | 7.7039 | 127.9135 | 54.8271 | 4.3282 | 52.7473 | 22.4746 | 2.6439 | 27.8046 | 103.3932 | 12.1631 | 127.9135 | 54.8271 | 6.8335 | 52.7473
PA | INSIG | MUNICIPAL | GEISINGER FOUNDATION-MARWORTH | PA0060470 | 001 | 1.0665 | 6.65% | 0.015008 | 0.016006 | 24.9197 | 3.9872 | 0 | 1144.665 | 183.1464 | 0 | 258.9953 | 7.1357 | 0 | 20.3991 | 3.9872 | 0 | 994.4199 | 194.367 | 0 | 225.0004 | 7.5728 | 0 | 20.3991 | 6.365 | 28.1139 | 994.4199 | 310.2832 | 1370.502 | 225.0004 | 12.0891 | 12.5827
PA | INSIG | MUNICIPAL | GENE BENSON RESIDENCE | PAG045172 | 001 | 1.0356 | 3.558% | 0.00040027 | 0.00041451 | 24.5587 | 4.0931 | 9.9727 | 30.0822 | 5.0137 | 12.2156 | 15.8273 | 1.1444 | 1.0879 | 20.7013 | 4.0931 | 9.9727 | 26.1339 | 5.1673 | 12.5898 | 13.7499 | 1.1795 | 1.1212 | 20.7013 | 6.7279 | 28.9495 | 26.1339 | 8.4935 | 36.5467 | 13.7499 | 1.9387 | 3.2547
PA | INSIG | MUNICIPAL | GEOFF WEAVER RESIDENCE | PA0261939 | 001 | 1.0797 | 7.973% | 0.00040027 | 0.00043219 | 24.5587 | 0 | 9.9727 | 30.0822 | 0 | 12.2156 | 24.6851 | 0 | 3.0033 | 24.5587 | 0 | 9.9727 | 32.3254 | 0 | 13.1265 | 26.5259 | 0 | 3.2272
PA | INSIG | MUNICIPAL | GEORGE HOZE STP | PAG045088 | 001 | 1.0689 | 6.893% | 0.00040027 | 0.00042787 | 24.5587 | 4.0931 | 9.9727 | 30.0822 | 5.0137 | 12.2156 | 17.9796 | 2.1004 | 2.7018 | 20.0553 | 4.0931 | 9.9727 | 26.1339 | 5.3337 | 12.9953 | 15.6197 | 2.2344 | 2.8742 | 20.0553 | 6.518 | 28.0462 | 26.1339 | 8.4935 | 36.5467 | 15.6197 | 3.5581 | 8.0832
PA | INSIG | MUNICIPAL | GEORGE RICHARDS SEW SYS | PAG044922 | 001 | 1.0706 | 7.056% | 0.00040027 | 0.00042852 | 24.5587 | 4.0931 | 9.9727 | 30.0822 | 5.0137 | 12.2156 | 14.7297 | 1.5256 | 1.2912 | 20.0249 | 4.0931 | 9.9727 | 26.1339 | 5.3418 | 13.015 | 12.7964 | 1.6255 | 1.3757 | 20.0249 | 6.5081 | 28.0037 | 26.1339 | 8.4935 | 36.5467 | 12.7964 | 2.5845 | 3.8631
PA | INSIG | MUNICIPAL | GEORGE, BENARD - SHELLBARK CAMPGROUND | PA0110931 | 001 | 1.0356 | 3.558% | 0.0042023 | 0.0043518 | 32.9838 | 2.9615 | 0 | 424.222 | 38.089 | 0 | 221.0134 | 8.2176 | 0 | 27.8066 | 2.9615 | 0 | 368.54 | 39.2503 | 0 | 192.0039 | 8.4681 | 0 | 27.8066 | 4.8688 | 28.9535 | 368.54 | 64.5296 | 383.7406 | 192.0039 | 13.922 | 31.7223
PA | INSIG | MUNICIPAL | GEORGETOWN AREA SEW AUTH | PA0083933 | 001 | 1.2615 | 26.15% | 0.040022 | 0.050489 | 11.9821 | 0.3731 | 29.918 | 1467.6946 | 45.7011 | 3664.6848 | 1036.4575 | 40.2432 | 2104.8273 | 8.2923 | 0.3731 | 23.7676 | 1275.085 | 57.3702 | 3654.672 | 900.4403 | 50.5186 | 2099.0764 | 8.2923 | 0.50313 | 23.7676 | 1275.085 | 77.3639 | 3654.672 | 900.4403 | 68.1246 | 2099.0764
PA | INSIG | MUNICIPAL | GERALD WILSON PROP | PAG045082 | 001 | 1.0466 | 4.663% | 0.00040027 | 0.00041894 | 24.5587 | 4.0931 | 9.9727 | 30.0822 | 5.0137 | 12.2156 | 19.9862 | 1.7926 | 2.0002 | 20.4827 | 4.0931 | 9.9727 | 26.1339 | 5.2224 | 12.7242 | 17.363 | 1.8672 | 2.0834 | 20.4827 | 6.6568 | 28.6438 | 26.1339 | 8.4935 | 36.5467 | 17.363 | 3.0368 | 5.9841
PA | INSIG | MUNICIPAL | GIBBONS SR STP | PAG046107 | 001 | 1.0466 | 4.663% | 0.00040027 | 0.00041894 | 24.5587 | 4.0931 | 9.9727 | 30.0822 | 5.0137 | 12.2156 | 19.4979 | 1.9502 | 2.3722 | 20.4827 | 4.0931 | 9.9727 | 26.1339 | 5.2224 | 12.7242 | 16.9388 | 2.0314 | 2.471 | 20.4827 | 6.6568 | 28.6438 | 26.1339 | 8.4935 | 36.5467 | 16.9388 | 3.3038 | 7.0973
PA | INSIG | MUNICIPAL | GILBERT, GREGORY L | PAG044862 | 001 | 1.0706 | 7.056% | 0.00040027 | 0.00042852 | 24.5587 | 4.0931 | 9.9727 | 30.0822 | 5.0137 | 12.2156 | 15.9268 | 1.0367 | 0.69254 | 20.0249 | 4.0931 | 9.9727 | 26.1339 | 5.3418 | 13.015 | 13.8364 | 1.1046 | 0.73786 | 20.0249 | 6.5081 | 28.0037 | 26.1339 | 8.4935 | 36.5467 | 13.8364 | 1.7562 | 2.0719
PA | INSIG | MUNICIPAL | GILBERTON BOROUGH | PA0063592 | 001 | 1.1017 | 10.17% | 0.10005 | 0.11023 | 7.3426 | 1.3721 | 0 | 2248.4908 | 420.1714 | 0 | 1784.5653 | 192.9407 | 0 | 5.8184 | 1.3721 | 0 | 1953.3059 | 460.6302 | 0 | 1550.2851 | 211.5192 | 0 | 5.8184 | 2.1212 | 27.2157 | 1953.3059 | 712.0999 | 9136.68 | 1550.2851 | 326.9929 | 2742.5075
PA | INSIG | MUNICIPAL | GILMORE RESIDENCE | PAG045166 | 001 | 1.0784 | 7.837% | 0.00040027 | 0.00043164 | 24.5587 | 4.0931 | 9.9727 | 30.0822 | 5.0137 | 12.2156 | 23.8693 | 2.4802 | 4.1179 | 19.8799 | 4.0931 | 9.9727 | 26.1339 | 5.3808 | 13.11 | 20.7364 | 2.6618 | 4.4194 | 19.8799 | 6.4609 | 27.8008 | 26.1339 | 8.4935 | 36.5467 | 20.7364 | 4.2016 | 12.32
PA | INSIG | MUNICIPAL | GIRARD TWP MUN AUTH | PA0209589 | 001 | 1.0324 | 3.236% | 0.030016 | 0.030988 | 30.7609 | 5.901 | 29.918 | 2825.949 | 542.1133 | 2748.5136 | 1919.8617 | 158.0456 | 429.5793 | 26.0135 | 5.901 | 29.0437 | 2455.0239 | 556.9067 | 2741.004 | 1667.8668 | 162.3584 | 428.4056 | 26.0135 | 9.7318 | 29.0437 | 2455.0239 | 918.4382 | 2741.004 | 1667.8668 | 267.758 | 428.4056
PA | INSIG | MUNICIPAL | GIRARDVILLE AREA MUN AUTH | PA0063312 | 001 | 1.0973 | 9.731% | 0.34019 | 0.37329 | 3.6383 | 6.8649 | 0 | 3788.078 | 7147.5325 | 0 | 3006.4933 | 3282.1128 | 0 | 2.8946 | 6.8649 | 0 | 3290.8669 | 7804.5503 | 0 | 2611.8706 | 3583.8122 | 0 | 2.8946 | 10.6513 | 27.3246 | 3290.8669 | 12109.215 | 31064.712 | 2611.8706 | 5560.4937 | 9324.5256
PA | INSIG | MUNICIPAL | GIRIO CAROL L. | PAG044838 | 001 | 1.0691 | 6.913% | 0.00040027 | 0.00042795 | 24.5587 | 4.0931 | 9.9727 | 30.0822 | 5.0137 | 12.2156 | 19.444 | 1.8669 | 2.2975 | 20.0516 | 4.0931 | 9.9727 | 26.1339 | 5.3347 | 12.9977 | 16.892 | 1.9865 | 2.4446 | 20.0516 | 6.5167 | 28.0409 | 26.1339 | 8.4935 | 36.5467 | 16.892 | 3.1627 | 6.8737
PA | INSIG | MUNICIPAL | GIRL SCOUTS - SCRANTON POCONO | PA0060925 | 001 | 1.0261 | 2.614% | 0.0090049 | 0.0092403 | 6.529 | 1.3975 | 29.918 | 179.9413 | 38.5157 | 824.5541 | 70.3837 | 15.8296 | 180.6716 | 5.5548 | 1.3975 | 29.2199 | 156.3228 | 39.3282 | 822.3012 | 61.1453 | 16.1636 | 180.1779 | 5.5548 | 2.3187 | 29.2199 | 156.3228 | 65.2526 | 822.3012 | 61.1453 | 26.8183 | 180.1779
PA | INSIG | MUNICIPAL | GLACE GRED RESIDENCE | PAG044982 | 001 | 1.0324 | 3.236% | 0.00040027 | 0.00041323 | 24.5587 | 4.0931 | 9.9727 | 30.0822 | 5.0137 | 12.2156 | 19.2537 | 1.4617 | 1.9092 | 20.7658 | 4.0931 | 9.9727 | 26.1339 | 5.1512 | 12.5507 | 16.7267 | 1.5018 | 1.9616 | 20.7658 | 6.7489 | 29.0398 | 26.1339 | 8.4935 | 36.5467 | 16.7267 | 2.4762 | 5.7121
PA | INSIG | MUNICIPAL | GLEN CAMPBELL BORO | PA0219185 | 001 | 1.1256 | 12.56% | 0.034019 | 0.038292 | 24.9197 | 3.9872 | 29.918 | 2594.574 | 415.1318 | 3114.9821 | 1295.5696 | 80.2065 | 182.9854 | 19.3278 | 3.9872 | 26.6374 | 2254.0185 | 464.9849 | 3106.4712 | 1125.5173 | 89.8384 | 182.4854 | 19.3278 | 6.0307 | 26.6374 | 2254.0185 | 703.3086 | 3106.4712 | 1125.5173 | 135.8843 | 182.4854
PA | INSIG | MUNICIPAL | GLENBURN SERVICE CO | PA0061085 | 001 | 1.0665 | 6.65% | 0.032284 | 0.034431 | 7.9391 | 1.1728 | 29.918 | 794.1699 | 117.3205 | 2992.7648 | 333.4105 | 30.9558 | 292.605 | 7.9391 | 1.1728 | 27.8816 | 832.5208 | 122.986 | 2923.7376 | 349.5111 | 32.4507 | 285.8561 | 20.2305 | 6.3124 | 27.8816 | 2121.4291 | 661.9375 | 2923.7376 | 890.6241 | 174.6566 | 285.8561
PA | INSIG | MUNICIPAL | GLENDALE YEAROUND SEWER CO | PA0097705 | 001 | 1.0878 | 8.781% | 0.037526 | 0.040821 | 0 | 0 | 0 | 0 | 0 | 0 | 0 | 0 | 0 | 0 | 0 | 0 | 0 | 0 | 0 | 0 | 0 | 0 | 19.9968 | 6.2395 | 27.5594 | 2486.0498 | 775.708 | 3426.255 | 1180.2526 | 262.3316 | 783.2762
PA | INSIG | MUNICIPAL | GOODWIN JR, STUART | PAG044912 | 001 | 1.0534 | 5.342% | 0.00040055 | 0.00042194 | 24.5587 | 4.0931 | 9.9727 | 30.0822 | 5.0137 | 12.2156 | 13.4077 | 2.042 | 0.86193 | 24.5587 | 4.0931 | 9.9727 | 31.5593 | 5.2599 | 12.8154 | 14.066 | 2.1423 | 0.90426
PA | INSIG | MUNICIPAL | GORDON, ROY & MICHELLE | PAG042209 | 001 | 1.0261 | 2.614% | 0.00040055 | 0.00041102 | 24.5587 | 4.0931 | 9.9727 | 30.0822 | 5.0137 | 12.2156 | 15.4962 | 1.9415 | 2.4266 | 24.5587 | 4.0931 | 9.9727 | 30.742 | 5.1237 | 12.4836 | 15.8361 | 1.9841 | 2.4798
PA | INSIG | MUNICIPAL | GOSPEL CHAPEL CHURCH | PAG045179 | 001 | 1.0388 | 3.877% | 0.00050041 | 0.00051981 | 24.9197 | 3.9872 | 9.9727 | 45.7866 | 7.3259 | 18.3234 | 34.3466 | 3.0889 | 4.7948 | 16.5078 | 3.9872 | 9.9727 | 26.1339 | 6.3122 | 15.7879 | 19.6042 | 2.6614 | 4.1314 | 16.5078 | 5.365 | 23.0852 | 26.1339 | 8.4935 | 36.5467 | 19.6042 | 3.5812 | 9.5635
PA | INSIG | MUNICIPAL | GPS MGMT CO | PA0032034 | 001 | 1.0392 | 3.924% | 0.012007 | 0.012478 | 4.6662 | 0.95506 | 29.918 | 171.4685 | 35.0959 | 1099.4054 | 112.7105 | 18.6415 | 104.3481 | 4.6662 | 0.95506 | 28.8515 | 177.3212 | 36.2938 | 1096.4016 | 116.5576 | 19.2778 | 104.063 | 18.2463 | 4.8337 | 28.8515 | 693.3891 | 183.6876 | 1096.4016 | 455.7818 | 97.5676 | 104.063
PA | INSIG | MUNICIPAL | GRACE & TRUTH EVANGELISTIC ASS | PA0060712 | 001 | 1.0261 | 2.614% | 0.023313 | 0.023922 | 24.9197 | 3.9872 | 29.918 | 1778.0463 | 284.4874 | 2134.6789 | 552.4137 | 106.9589 | 375.6844 | 21.2016 | 3.9872 | 29.2199 | 1544.6656 | 290.489 | 2128.8464 | 479.9057 | 109.2153 | 374.6579 | 21.2016 | 6.6154 | 29.2199 | 1544.6656 | 481.9732 | 2128.8464 | 479.9057 | 181.2078 | 374.6579
PA | INSIG | MUNICIPAL | GRAETZ, PAUL | PAG043735 | 001 | 1.0294 | 2.943% | 0.00040055 | 0.00041234 | 24.5587 | 4.0931 | 9.9727 | 30.0822 | 5.0137 | 12.2156 | 19.6959 | 0.9452 | 0.75058 | 24.5587 | 4.0931 | 9.9727 | 30.8407 | 5.1401 | 12.5236 | 20.1925 | 0.96904 | 0.7695
PA | INSIG | MUNICIPAL | GRAHAM RESIDENCE | PA0261271 | 001 | 1.0356 | 3.558% | 0.00040022 | 0.00041446 | 24.9197 | 3.9872 | 19.9454 | 30.5244 | 4.8839 | 24.4312 | 18.4814 | 1.9766 | 9.0134 | 21.0083 | 3.9872 | 19.9454 | 26.5179 | 5.0328 | 25.1762 | 16.0556 | 2.0369 | 9.2882 | 21.0083 | 6.5551 | 28.9535 | 26.5179 | 8.2742 | 36.5467 | 16.0556 | 3.3487 | 13.4832
PA | INSIG | MUNICIPAL | GRAHAM T. AND CARLA C. SNYDER SFRSTP | PA0261092 | 001 | 1.0388 | 3.877% | 0.00050027 | 0.00051967 | 24.9197 | 3.9872 | 9.9727 | 38.1555 | 6.1049 | 15.2695 | 23.6578 | 2.8785 | 3.8559 | 20.9437 | 3.9872 | 9.9727 | 33.1473 | 6.3104 | 15.7836 | 20.5525 | 2.9755 | 3.9858 | 20.9437 | 6.5349 | 28.8645 | 33.1473 | 10.3428 | 45.6834 | 20.5525 | 4.8768 | 11.5362
PA | INSIG | MUNICIPAL | GRANVILLE TWP | PA0084778 | 001 | 1.0539 | 5.39% | 0.066036 | 0.069596 | 35.518 | 6.1356 | 29.918 | 7178.5376 | 1240.0692 | 6046.7299 | 5540.0724 | 471.0489 | 1622.6503 | 29.422 | 6.1356 | 28.45 | 6236.2379 | 1300.4937 | 6030.2088 | 4812.8479 | 494.0016 | 1618.2169 | 29.422 | 9.9113 | 28.45 | 6236.2379 | 2100.7723 | 6030.2088 | 4812.8479 | 797.993 | 1618.2169
PA | INSIG | MUNICIPAL | GRATZ BORO MUN AUTH | PA0088188 | 001 | 1.0416 | 4.161% | 0.12007 | 0.12506 | 27.5413 | 5.5621 | 29.918 | 10120.6701 | 2043.9138 | 10994.0544 | 7330.6964 | 927.3849 | 3212.6795 | 23.0839 | 5.5621 | 28.7858 | 8792.2631 | 2118.5012 | 10964.016 | 6368.4925 | 961.2274 | 3203.9017 | 23.0839 | 9.0914 | 28.7858 | 8792.2631 | 3462.7603 | 10964.016 | 6368.4925 | 1571.158 | 3203.9017
PA | INSIG | MUNICIPAL | GREAT DANE LIMITED PARTNERSHIP | PA0208914 | 001 | 1.1057 | 10.57% | 0.0047627 | 0.0052659 | 22.9262 | 3.6682 | 9.9727 | 351.0306 | 56.1649 | 152.6952 | 229.5526 | 23.2809 | 31.1089 | 19.0149 | 3.6682 | 9.9727 | 304.9554 | 58.8294 | 159.9392 | 199.4222 | 24.3854 | 32.5847 | 19.0149 | 5.9331 | 26.2062 | 304.9554 | 95.1535 | 420.2873 | 199.4222 | 39.442 | 85.6259
PA | INSIG | MUNICIPAL | GREATER GETTYSBURG DEV CO LLC | PA0247715 | 001 | 1.0294 | 2.943% | 0.30016 | 0.309 | 5.9803 | 0.2696 | 0 | 5494.011 | 247.6767 | 0 | 2825.4226 | 176.5478 | 0 | 5.0721 | 0.2696 | 0 | 4773.2156 | 253.7131 | 0 | 2454.7368 | 180.8506 | 0 | 5.0721 | 0.44511 | 29.1264 | 4773.2156 | 418.8823 | 27410.04 | 2454.7368 | 298.5858 | 13608.2745
PA | INSIG | MUNICIPAL | GREEN MARTIN L | PAG043923 | 001 | 1.0648 | 6.482% | 0.00040055 | 0.00042651 | 24.9197 | 3.9872 | 9.9727 | 30.5244 | 4.8839 | 12.2156 | 14.8386 | 0.90328 | 0.67717 | 24.9197 | 3.9872 | 9.9727 | 32.3698 | 5.1792 | 12.9541 | 15.7357 | 0.95789 | 0.71811
PA | INSIG | MUNICIPAL | GREEN RESTAURANT | PAG045216 | 001 | 1.1017 | 10.17% | 0.00040027 | 0.00044098 | 24.5587 | 4.0931 | 9.9727 | 30.0822 | 5.0137 | 12.2156 | 20.7205 | 1.783 | 2.4847 | 19.4588 | 4.0931 | 9.9727 | 26.1339 | 5.4972 | 13.3937 | 18.0009 | 1.955 | 2.7243 | 19.4588 | 6.3241 | 27.2119 | 26.1339 | 8.4935 | 36.5467 | 18.0009 | 3.0205 | 7.4337
PA | INSIG | MUNICIPAL | GREEN SPRING BCC | PA0086665 | 001 | 1.0461 | 4.605% | 0.0010005 | 0.0010466 | 24.9197 | 3.9872 | 29.918 | 76.311 | 12.2098 | 91.6171 | 51.4621 | 5.4006 | 24.1082 | 20.798 | 3.9872 | 28.6636 | 66.2947 | 12.7093 | 91.3668 | 44.7074 | 5.6216 | 24.0423 | 20.798 | 6.4895 | 28.6636 | 66.2947 | 20.6855 | 91.3668 | 44.7074 | 9.1496 | 24.0423
PA | INSIG | MUNICIPAL | GREEN, WILLIAM, R. | PAG044824 | 001 | 1.0324 | 3.236% | 0.00040027 | 0.00041323 | 24.5587 | 4.0931 | 9.9727 | 30.0822 | 5.0137 | 12.2156 | 19.8807 | 1.4617 | 1.9092 | 20.7658 | 4.0931 | 9.9727 | 26.1339 | 5.1512 | 12.5507 | 17.2714 | 1.5018 | 1.9616 | 20.7658 | 6.7489 | 29.0398 | 26.1339 | 8.4935 | 36.5467 | 17.2714 | 2.4762 | 5.7121
PA | INSIG | MUNICIPAL | GREENFIELD TWP SEW AUTH | PA0061671 | 001 | 1.0665 | 6.65% | 0.14008 | 0.14939 | 24.9197 | 3.9872 | 0 | 10683.54 | 1709.3664 | 0 | 3498.7228 | 717.14 | 0 | 20.3991 | 3.9872 | 0 | 9281.2525 | 1814.0922 | 0 | 3039.4916 | 761.0762 | 0 | 20.3991 | 6.365 | 28.1139 | 9281.2525 | 2895.9764 | 12791.352 | 3039.4916 | 1214.9651 | 2993.7484
PA | INSIG | MUNICIPAL | GREENWOOD TWP MUN AUTH | PA0113069 | 001 | 1.0214 | 2.139% | 0.0075041 | 0.0076647 | 24.9197 | 3.9872 | 29.918 | 572.3325 | 91.5732 | 687.1284 | 410.6998 | 37.9952 | 202.8912 | 21.3 | 3.9872 | 29.3555 | 497.21 | 93.0729 | 685.251 | 356.7926 | 38.6175 | 202.3368 | 21.3 | 6.6461 | 29.3555 | 497.21 | 155.1416 | 685.251 | 356.7926 | 64.3708 | 202.3368
PA | INSIG | MUNICIPAL | GREER RESIDENCE | PAG044967 | 001 | 1.0461 | 4.605% | 0.00040027 | 0.00041871 | 24.5587 | 4.0931 | 9.9727 | 30.0822 | 5.0137 | 12.2156 | 19.5666 | 2.2177 | 3.2144 | 20.494 | 4.0931 | 9.9727 | 26.1339 | 5.2195 | 12.7171 | 16.9985 | 2.3087 | 3.3464 | 20.494 | 6.6605 | 28.6597 | 26.1339 | 8.4935 | 36.5467 | 16.9985 | 3.7568 | 9.6169
PA | INSIG | MUNICIPAL | GREG WELEROTH SFTF | PAG045107 | 001 | 1.1057 | 10.57% | 0.00040027 | 0.00044256 | 24.5587 | 4.0931 | 9.9727 | 30.0822 | 5.0137 | 12.2156 | 12.3253 | 0.33669 | 0.17653 | 19.3892 | 4.0931 | 9.9727 | 26.1339 | 5.5169 | 13.4417 | 10.7076 | 0.37048 | 0.19425 | 19.3892 | 6.3015 | 27.1147 | 26.1339 | 8.4935 | 36.5467 | 10.7076 | 0.57037 | 0.52813
PA | INSIG | MUNICIPAL | GREGG TWP SEW AUTH | PA0115266 | 001 | 1.0787 | 7.866% | 0.090049 | 0.097133 | 24.0725 | 3.5585 | 29.918 | 6634.4783 | 980.749 | 8245.5408 | 4698.4292 | 373.9045 | 2112.8981 | 19.4834 | 3.5585 | 27.797 | 5763.6578 | 1052.6997 | 8223.012 | 4081.7283 | 401.3352 | 2107.1252 | 19.4834 | 5.6167 | 27.797 | 5763.6578 | 1661.5665 | 8223.012 | 4081.7283 | 633.4619 | 2107.1252
PA | INSIG | MUNICIPAL | GREGORY AND MARLA DYKE SFTF | PAG045230 | 001 | 1.0356 | 3.558% | 0.00040027 | 0.00041451 | 24.5587 | 4.0931 | 9.9727 | 30.0822 | 5.0137 | 12.2156 | 15.9552 | 1.1444 | 1.0879 | 20.7013 | 4.0931 | 9.9727 | 26.1339 | 5.1673 | 12.5898 | 13.8611 | 1.1795 | 1.1212 | 20.7013 | 6.7279 | 28.9495 | 26.1339 | 8.4935 | 36.5467 | 13.8611 | 1.9387 | 3.2547
PA | INSIG | MUNICIPAL | GRIER FOUNDATION | PA0081345 | 001 | 1.1122 | 11.22% | 0.022512 | 0.025038 | 6.287 | 0.61124 | 29.918 | 433.1836 | 42.1151 | 2061.3852 | 301.5018 | 21.5064 | 283.297 | 4.935 | 0.61124 | 26.9594 | 376.3084 | 46.6093 | 2055.753 | 261.9159 | 23.8014 | 282.523 | 4.935 | 0.93538 | 26.9594 | 376.3084 | 71.3263 | 2055.753 | 261.9159 | 36.4234 | 282.523
PA | INSIG | MUNICIPAL | GROFF, CHARLES | PAG045022 | 001 | 1.0534 | 5.342% | 0.00040055 | 0.00042194 | 24.5587 | 4.0931 | 9.9727 | 30.0822 | 5.0137 | 12.2156 | 15.1169 | 1.8366 | 2.354 | 24.5587 | 4.0931 | 9.9727 | 31.5593 | 5.2599 | 12.8154 | 15.8592 | 1.9267 | 2.4696
PA | INSIG | MUNICIPAL | GROVE TOWNSHIP | PA0113743 | 001 | 0.98139 | -1.861% | 0.001901 | 0.0018657 | 24.9197 | 3.9872 | 29.918 | 144.9909 | 23.1985 | 174.0725 | 106.7434 | 6.8395 | 40.9902 | 22.1682 | 3.9872 | 29.918 | 125.9599 | 22.6551 | 169.9947 | 92.7326 | 6.6792 | 40.03 | 22.1682 | 6.917 | 30.552 | 125.9599 | 39.3025 | 173.5969 | 92.7326 | 11.5873 | 40.8782
PA | INSIG | MUNICIPAL | GSP MANAGEMENT CO | PA0113824 | 001 | 1.0375 | 3.75% | 0.01881 | 0.019516 | 26.0714 | 4.4325 | 29.918 | 1500.9458 | 255.184 | 1722.4019 | 1095.4093 | 96.1778 | 471.795 | 21.9384 | 4.4325 | 29.2072 | 1303.9364 | 263.4533 | 1735.9692 | 951.6293 | 99.2945 | 475.5113 | 21.9384 | 7.2738 | 29.2072 | 1303.9364 | 432.3279 | 1735.9692 | 951.6293 | 162.9426 | 475.5113
PA | INSIG | MUNICIPAL | GSP MANAGEMENT CO - MOUNTAIN V | PA0080811 | 001 | 1.0648 | 6.482% | 0.070038 | 0.074578 | 18.3459 | 1.7867 | 9.9727 | 3932.6111 | 383.0049 | 2137.7328 | 2705.2914 | 70.8368 | 118.5054 | 15.0416 | 1.7867 | 9.9727 | 3416.429 | 405.8267 | 2265.1122 | 2350.2035 | 75.0577 | 125.5667 | 15.0416 | 2.8576 | 28.1584 | 3416.429 | 649.0607 | 6395.676 | 2350.2035 | 120.0438 | 354.5448
PA | INSIG | MUNICIPAL | GSP MANAGEMENT CO - SHADYBACK | PA0087696 | 001 | 1.0388 | 3.877% | 0.0027515 | 0.0028582 | 32.4455 | 5.1235 | 29.918 | 273.2315 | 43.1462 | 251.9471 | 189.1529 | 18.1879 | 56.0482 | 27.7645 | 5.1235 | 29.3893 | 241.6838 | 44.5989 | 255.827 | 167.313 | 18.8002 | 56.9114 | 27.7645 | 8.5501 | 29.3893 | 241.6838 | 74.4266 | 255.827 | 167.313 | 31.3738 | 56.9114
PA | INSIG | MUNICIPAL | GSP MGMT CO INC | PA0114758 | 001 | 1.0306 | 3.06% | 0.01861 | 0.01918 | 23.7136 | 3.6283 | 29.918 | 1350.6864 | 206.6624 | 1704.0784 | 1107.6435 | 94.9288 | 475.163 | 20.088 | 3.6283 | 29.0932 | 1173.3996 | 211.9406 | 1699.4225 | 962.2577 | 97.3533 | 473.8647 | 20.088 | 5.9939 | 29.0932 | 1173.3996 | 350.1235 | 1699.4225 | 962.2577 | 160.8266 | 473.8647
PA | INSIG | MUNICIPAL | GUARDIAN ELDER CARE | PA0111953 | 001 | 1.0706 | 7.056% | 0.010208 | 0.010928 | 11.6292 | 1.8607 | 29.918 | 534.177 | 85.4683 | 1374.2568 | 243.899 | 23.9577 | 106.0088 | 11.6292 | 1.8607 | 19.2159 | 387.0586 | 61.9294 | 639.5676 | 176.7265 | 17.3595 | 49.3356 | 13.9428 | 4.3505 | 19.2159 | 464.0626 | 144.7988 | 639.5676 | 211.8856 | 40.5887 | 49.3356
PA | INSIG | MUNICIPAL | GUARDIAN ELDER CARE - BRIDGES | PA0081043 | 001 | 0.99936 | -0.06435% | 0.024013 | 0.023998 | 8.2232 | 1.533 | 0 | 604.3599 | 112.6672 | 0 | 411.8062 | 45.1071 | 0 | 7.184 | 1.533 | 0 | 525.0537 | 112.0417 | 0 | 357.7675 | 44.8566 | 0 | 7.184 | 2.6118 | 30.0029 | 525.0537 | 190.8862 | 2192.8032 | 357.7675 | 76.4225 | 558.5636
PA | INSIG | MUNICIPAL | GUELICH WILLIAM & GUELICH SHIRLEY | PAG044954 | 001 | 1.0375 | 3.75% | 0.00040027 | 0.00041528 | 24.5587 | 4.0931 | 9.9727 | 30.0822 | 5.0137 | 12.2156 | 21.4366 | 1.8896 | 3.3461 | 20.6629 | 4.0931 | 9.9727 | 26.1339 | 5.1769 | 12.6132 | 18.623 | 1.9511 | 3.455 | 20.6629 | 6.7154 | 28.8958 | 26.1339 | 8.4935 | 36.5467 | 18.623 | 3.2012 | 10.0108
PA | INSIG | MUNICIPAL | GUEST FARM VILLAGE INC | PA0085979 | 001 | 1.0466 | 4.663% | 0.03722 | 0.038956 | 9.2004 | 3.0791 | 0 | 1048.0736 | 350.7583 | 0 | 806.7546 | 225.2725 | 0 | 7.6744 | 3.0791 | 0 | 910.5068 | 365.3107 | 0 | 700.8625 | 234.6187 | 0 | 7.6744 | 5.0087 | 28.6477 | 910.5068 | 594.2481 | 3398.845 | 700.8625 | 381.6524 | 1858.5011
PA | INSIG | MUNICIPAL | H H KNOEBEL SONS INC - LAKE GL | PA0209724 | 001 | 1.0214 | 2.139% | 0.010005 | 0.01022 | 23.1631 | 3.1278 | 29.918 | 709.3158 | 95.7806 | 916.1712 | 562.7245 | 39.3388 | 264.0751 | 19.7988 | 3.1278 | 29.3555 | 616.2221 | 97.3492 | 913.668 | 488.8701 | 39.9831 | 263.3536 | 19.7988 | 5.2139 | 29.3555 | 616.2221 | 162.2781 | 913.668 | 488.8701 | 66.6505 | 263.3536
PA | INSIG | MUNICIPAL | HABERL, BONNIE | PAG044995 | 001 | 1.0324 | 3.236% | 0.00040055 | 0.00041351 | 24.5587 | 4.0931 | 9.9727 | 30.0822 | 5.0137 | 12.2156 | 17.9637 | 1.4617 | 1.9092 | 24.5587 | 4.0931 | 9.9727 | 30.9285 | 5.1547 | 12.5593 | 18.469 | 1.5028 | 1.963
PA | INSIG | MUNICIPAL | HACK, ROBERT & SHIRLEY | PAG044914 | 001 | 1.0689 | 6.893% | 0.00040027 | 0.00042787 | 24.5587 | 4.0931 | 9.9727 | 30.0822 | 5.0137 | 12.2156 | 19.9749 | 2.1004 | 2.7018 | 20.0553 | 4.0931 | 9.9727 | 26.1339 | 5.3337 | 12.9953 | 17.3532 | 2.2344 | 2.8742 | 20.0553 | 6.518 | 28.0462 | 26.1339 | 8.4935 | 36.5467 | 17.3532 | 3.5581 | 8.0832
PA | INSIG | MUNICIPAL | HACKENBURG, WILLIAM & LISA | PAG045151 | 001 | 1.0787 | 7.866% | 0.00040027 | 0.00043176 | 24.5587 | 4.0931 | 9.9727 | 30.0822 | 5.0137 | 12.2156 | 19.4535 | 1.3503 | 0.84543 | 19.8744 | 4.0931 | 9.9727 | 26.1339 | 5.3823 | 13.1136 | 16.9002 | 1.4496 | 0.90757 | 19.8744 | 6.4592 | 27.7932 | 26.1339 | 8.4935 | 36.5467 | 16.9002 | 2.2875 | 2.5293
PA | INSIG | MUNICIPAL | HAGADORN, SALLY AND WILLIAM | PA0112411 | 001 | 1.0689 | 6.893% | 0.0090049 | 0.0096257 | 21.7101 | 2.6923 | 0 | 598.3393 | 74.2018 | 0 | 333.4612 | 29.5199 | 0 | 17.7313 | 2.6923 | 0 | 519.8032 | 78.927 | 0 | 289.6921 | 31.3997 | 0 | 17.7313 | 4.2882 | 28.05 | 519.8032 | 125.7112 | 822.3012 | 289.6921 | 50.012 | 152.9768
PA | INSIG | MUNICIPAL | HALIFAX MUN AUTH | PA0024457 | 001 | 1.0157 | 1.573% | 0.21012 | 0.21342 | 16.7062 | 2.9405 | 29.918 | 10743.3678 | 1890.9866 | 19239.5952 | 8606.7017 | 797.3124 | 5034.5699 | 14.3592 | 2.9405 | 29.5193 | 9333.2275 | 1911.2934 | 19187.028 | 7477.0134 | 805.8745 | 5020.8142 | 14.3592 | 4.9289 | 29.5193 | 9333.2275 | 3203.6739 | 19187.028 | 7477.0134 | 1350.7916 | 5020.8142
PA | INSIG | MUNICIPAL | HALL, BENJAMIN & KAREN | PAG045023 | 001 | 1.0534 | 5.342% | 0.00040055 | 0.00042194 | 24.5587 | 4.0931 | 9.9727 | 30.0822 | 5.0137 | 12.2156 | 14.3465 | 1.7976 | 2.0243 | 24.5587 | 4.0931 | 9.9727 | 31.5593 | 5.2599 | 12.8154 | 15.051 | 1.8859 | 2.1237
PA | INSIG | MUNICIPAL | HAMPDEN TOWNSHIP | PA0028746 | 001 | 1.0461 | 4.605% | 0 | 0 |  |  |  | 0 | 0 | 0 | 0 | 0 | 0
PA | INSIG | MUNICIPAL | HAPPY HOLLOW RESTAURANT | PA0265969 | 001 | 1.0356 | 3.558% | 0.0020027 | 0.002074 | 24.9197 | 3.9872 | 29.918 | 152.622 | 24.4195 | 183.2342 | 92.6651 | 4.8699 | 16.2936 | 24.9197 | 3.9872 | 29.918 | 157.4048 | 25.1848 | 188.9763 | 95.569 | 5.0225 | 16.8041
PA | INSIG | MUNICIPAL | HARCHAK, WILLIAM | PAG044997 | 001 | 1.0324 | 3.236% | 0.00040055 | 0.00041351 | 24.5587 | 4.0931 | 9.9727 | 30.0822 | 5.0137 | 12.2156 | 13.7463 | 1.7231 | 2.8521 | 24.5587 | 4.0931 | 9.9727 | 30.9285 | 5.1547 | 12.5593 | 14.133 | 1.7716 | 2.9323
PA | INSIG | MUNICIPAL | HARFORD TWP BD. OF SUPERVISORS | PA0063100 | 001 | 1.0261 | 2.614% | 0.050027 | 0.051335 | 58.9618 | 15.2718 | 29.918 | 9027.8457 | 2338.3217 | 4580.856 | 2548.0011 | 879.1403 | 806.1897 | 50.1646 | 15.2718 | 29.2199 | 7842.9235 | 2387.6516 | 4568.34 | 2213.5711 | 897.6869 | 803.987 | 50.1646 | 25.3387 | 29.2199 | 7842.9235 | 3961.5406 | 4568.34 | 2213.5711 | 1489.4229 | 803.987
PA | INSIG | MUNICIPAL | HARMONY AREA SCHOOL DIST | PA0100099 | 001 | 1.0324 | 3.236% | 0.015609 | 0.016114 | 24.9197 | 2.4381 | 9.9727 | 1190.4516 | 116.4738 | 476.409 | 559.758 | 21.6397 | 28.1226 | 21.0738 | 2.4381 | 9.9727 | 1034.1967 | 119.6522 | 489.4094 | 486.2859 | 22.2302 | 28.89 | 21.0738 | 4.0209 | 29.0437 | 1034.1967 | 197.3277 | 1425.3221 | 486.2859 | 36.6615 | 84.1372
PA | INSIG | MUNICIPAL | HARNER CAROLE J | PAG043932 | 001 | 1.0294 | 2.943% | 0.0020027 | 0.0020617 | 24.9197 | 3.9872 | 9.9727 | 152.622 | 24.4195 | 61.0781 | 93.4954 | 17.4066 | 30.3235 | 24.9197 | 3.9872 | 9.9727 | 156.4701 | 25.0352 | 62.6181 | 95.8528 | 17.8455 | 31.088
PA | INSIG | MUNICIPAL | HARNISH, ROBERT - CONESTOGA HI | PA0082333 | 001 | 1.0784 | 7.837% | 0.010706 | 0.011545 | 118.6164 | 12.1493 | 0 | 3886.6192 | 398.0877 | 0 | 2615.0244 | 224.1861 | 0 | 96.03 | 12.1493 | 0 | 3376.4629 | 427.1757 | 0 | 2271.7772 | 240.5673 | 0 | 96.03 | 19.1809 | 27.8046 | 3376.4629 | 674.4088 | 977.6248 | 2271.7772 | 379.7985 | 429.8837
PA | INSIG | MUNICIPAL | HAROLD MANN SEW SYS | PAG044878 | 001 | 1.1057 | 10.57% | 0.00040027 | 0.00044256 | 24.5587 | 4.0931 | 9.9727 | 30.0822 | 5.0137 | 12.2156 | 18.609 | 2.0782 | 2.4887 | 19.3892 | 4.0931 | 9.9727 | 26.1339 | 5.5169 | 13.4417 | 16.1666 | 2.2868 | 2.7385 | 19.3892 | 6.3015 | 27.1147 | 26.1339 | 8.4935 | 36.5467 | 16.1666 | 3.5206 | 7.4457
PA | INSIG | MUNICIPAL | HARRISON TWP | PA0228176 | 001 | 1.0892 | 8.923% | 0.070038 | 0.076288 | 12.4931 | 2.8343 | 29.918 | 2678.0074 | 607.557 | 6413.1984 | 1314.8462 | 175.8332 | 446.1163 | 10.0131 | 2.8343 | 27.5272 | 2326.4387 | 658.5204 | 6395.676 | 1142.2333 | 190.5825 | 444.8974 | 10.0131 | 4.4295 | 27.5272 | 2326.4387 | 1029.1576 | 6395.676 | 1142.2333 | 297.8487 | 444.8974
PA | INSIG | MUNICIPAL | HARRY & MARY REIGEL RESIDENCE | PAG044957 | 001 | 1.0534 | 5.342% | 0.00040027 | 0.00042165 | 24.5587 | 4.0931 | 9.9727 | 30.0822 | 5.0137 | 12.2156 | 14.8577 | 1.9457 | 2.5769 | 20.3507 | 4.0931 | 9.9727 | 26.1339 | 5.2563 | 12.8067 | 12.9076 | 2.0398 | 2.7016 | 20.3507 | 6.614 | 28.4593 | 26.1339 | 8.4935 | 36.5467 | 12.9076 | 3.2961 | 7.7096
PA | INSIG | MUNICIPAL | HART, JOEL | PA0112054 | 001 | 1.0375 | 3.75% | 0.013207 | 0.013703 | 5.0866 | 0.82515 | 29.918 | 205.6124 | 33.354 | 1209.346 | 154.6833 | 10.9843 | 293.5365 | 4.2803 | 0.82515 | 28.8998 | 178.6233 | 34.4349 | 1206.0418 | 134.3792 | 11.3403 | 292.7345 | 4.2803 | 1.3544 | 28.8998 | 178.6233 | 56.5212 | 1206.0418 | 134.3792 | 18.6138 | 292.7345
PA | INSIG | MUNICIPAL | HARTLETON BORO MUN AUTH | PA0208639 | 001 | 1.0691 | 6.913% | 0.023013 | 0.024604 | 7.6022 | 0.90873 | 29.918 | 535.4387 | 64.0036 | 2107.1938 | 359.5153 | 23.8326 | 396.3215 | 6.2081 | 0.90873 | 28.0448 | 465.179 | 68.0921 | 2101.4364 | 312.3401 | 25.3551 | 395.2387 | 6.2081 | 1.4477 | 28.0448 | 465.179 | 108.475 | 2101.4364 | 312.3401 | 40.3922 | 395.2387
PA | INSIG | MUNICIPAL | HARTLEY TWP MUN AUTH | PA0043583 | 001 | 1.0691 | 6.913% | 0.20011 | 0.21394 | 10.0078 | 0.94197 | 0 | 6129.2995 | 576.9112 | 0 | 4245.6724 | 214.8211 | 0 | 8.1721 | 0.94197 | 0 | 5324.7871 | 613.7645 | 0 | 3688.3989 | 228.544 | 0 | 8.1721 | 1.5 | 28.0448 | 5324.7871 | 977.392 | 18273.36 | 3688.3989 | 363.9459 | 3436.8582
PA | INSIG | MUNICIPAL | HARTMAN, RAYMOND J II | PAG044951 | 001 | 1.0375 | 3.75% | 0.0004011 | 0.00041614 | 24.5587 | 4.0931 | 9.9727 | 30.0822 | 5.0137 | 12.2156 | 21.7138 | 2.2972 | 3.4783 | 24.5587 | 4.0931 | 9.9727 | 31.1251 | 5.1875 | 12.6391 | 22.4666 | 2.3768 | 3.5989
PA | INSIG | MUNICIPAL | HARVEY J WOLFE SFTF | PA0101176 | 001 | 0.99901 | -0.09923% | 0.00034022 | 0.00033988 | 18.6898 | 2.9904 | 19.9454 | 22.8933 | 3.6629 | 24.4312 | 6.551 | 0.91514 | 3.6835 | 18.6898 | 2.9904 | 19.9454 | 19.3464 | 3.0954 | 20.646 | 5.5361 | 0.77336 | 3.1128 | 19.2134 | 5.9951 | 26.4798 | 19.8884 | 6.2057 | 27.41 | 5.6912 | 1.5504 | 4.1326
PA | INSIG | MUNICIPAL | HAYWOOD, HARRY A | PAG044847 | 001 | 1.0324 | 3.236% | 0.00040027 | 0.00041323 | 24.5587 | 4.0931 | 9.9727 | 30.0822 | 5.0137 | 12.2156 | 20.4369 | 1.4617 | 1.9092 | 20.7658 | 4.0931 | 9.9727 | 26.1339 | 5.1512 | 12.5507 | 17.7545 | 1.5018 | 1.9616 | 20.7658 | 6.7489 | 29.0398 | 26.1339 | 8.4935 | 36.5467 | 17.7545 | 2.4762 | 5.7121
PA | INSIG | MUNICIPAL | HEATON, BRIAN | PAG044889 | 001 | 1.0787 | 7.866% | 0.00040055 | 0.00043206 | 24.5587 | 4.0931 | 9.9727 | 30.0822 | 5.0137 | 12.2156 | 14.4546 | 0.9734 | 0.74068 | 24.5587 | 4.0931 | 9.9727 | 32.3156 | 5.3859 | 13.1226 | 15.5278 | 1.0457 | 0.79568
PA | INSIG | MUNICIPAL | HEATON, HAROLD E. | PAG044901 | 001 | 1.0306 | 3.06% | 0.00040027 | 0.00041252 | 24.5587 | 4.0931 | 9.9727 | 30.0822 | 5.0137 | 12.2156 | 22.5975 | 1.9398 | 3.0722 | 20.8012 | 4.0931 | 9.9727 | 26.1339 | 5.1425 | 12.5293 | 19.6316 | 1.9896 | 3.1511 | 20.8012 | 6.7604 | 29.0893 | 26.1339 | 8.4935 | 36.5467 | 19.6316 | 3.2862 | 9.1913
PA | INSIG | MUNICIPAL | HEITSENRETHER, STEVEN | PAG045205 | 001 | 1.0324 | 3.236% | 0.00040055 | 0.00041351 | 24.5587 | 4.0931 | 9.9727 | 30.0822 | 5.0137 | 12.2156 | 20.4369 | 1.4617 | 1.9092 | 24.5587 | 4.0931 | 9.9727 | 30.9285 | 5.1547 | 12.5593 | 21.0118 | 1.5028 | 1.963
PA | INSIG | MUNICIPAL | HELEN P CARBONE SFTF | PAG045027 | 001 | 1.0534 | 5.342% | 0.00040027 | 0.00042165 | 24.5587 | 4.0931 | 9.9727 | 30.0822 | 5.0137 | 12.2156 | 13.85 | 1.9884 | 3.0714 | 20.3507 | 4.0931 | 9.9727 | 26.1339 | 5.2563 | 12.8067 | 12.0321 | 2.0846 | 3.22 | 20.3507 | 6.614 | 28.4593 | 26.1339 | 8.4935 | 36.5467 | 12.0321 | 3.3685 | 9.1891
PA | INSIG | MUNICIPAL | HEMLOCK MUN SEW COOPERATIVE | PA0114715 | 001 | 1.0214 | 2.139% | 0.30016 | 0.30659 | 8.3489 | 2.4657 | 29.918 | 7669.9562 | 2265.189 | 27485.136 | 6057.3327 | 923.9491 | 8165.656 | 7.9245 | 2.4657 | 29.3555 | 7399.2797 | 2302.2861 | 27410.04 | 5843.5665 | 939.0806 | 8143.3455 | 7.9245 | 3.4992 | 29.3555 | 7399.2797 | 3267.2819 | 27410.04 | 5843.5665 | 1332.6933 | 8143.3455
PA | INSIG | MUNICIPAL | HENDERSHOT, PAUL M | PA0228362 | 001 | 1.0375 | 3.75% | 0.0020011 | 0.0020761 | 24.9197 | 3.9872 | 19.9454 | 152.622 | 24.4195 | 122.1562 | 103.5176 | 9.2036 | 33.4606 | 20.9693 | 3.9872 | 19.9454 | 132.5893 | 25.2108 | 126.1147 | 89.9302 | 9.5019 | 34.5449 | 20.9693 | 6.5429 | 28.8998 | 132.5893 | 41.3711 | 182.7336 | 89.9302 | 15.5926 | 50.0538
PA | INSIG | MUNICIPAL | HENDERSON, RICHARD | PAG043678 | 001 | 1.0356 | 3.558% | 0.00040055 | 0.0004148 | 24.5587 | 4.0931 | 9.9727 | 30.0822 | 5.0137 | 12.2156 | 15.6447 | 1.1252 | 1.1312 | 24.5587 | 4.0931 | 9.9727 | 31.0249 | 5.1708 | 12.5984 | 16.1349 | 1.1604 | 1.1666
PA | INSIG | MUNICIPAL | HERB, ROBERT G | PAG044959 | 001 | 1.0306 | 3.06% | 0.00040027 | 0.00041252 | 24.5587 | 4.0931 | 9.9727 | 30.0822 | 5.0137 | 12.2156 | 18.1168 | 2.2755 | 3.4337 | 20.8012 | 4.0931 | 9.9727 | 26.1339 | 5.1425 | 12.5293 | 15.739 | 2.3339 | 3.5218 | 20.8012 | 6.7604 | 29.0893 | 26.1339 | 8.4935 | 36.5467 | 15.739 | 3.8548 | 10.2728
PA | INSIG | MUNICIPAL | HERITAGE HOUSE WHITE SULPHUR SPRINGS | PA0261645 | 001 | 1.0356 | 3.558% | 0.0098054 | 0.010154 | 12.697 | 0 | 0 | 381.0411 | 0 | 0 | 180.5573 | 0 | 0 | 10.7041 | 0 | 0 | 331.0289 | 0 | 0 | 156.8589 | 0 | 0 | 10.7041 | 0 | 28.9535 | 331.0289 | 0 | 895.3946 | 156.8589 | 0 | 74.0187
PA | INSIG | MUNICIPAL | HERNDON BORO JACKSON TWP JMA | PA0228800 | 001 | 1.0306 | 3.06% | 0.060033 | 0.06187 | 2.9507 | 1.418 | 0 | 542.1554 | 260.5427 | 0 | 431.2686 | 99.3633 | 0 | 2.4994 | 1.418 | 0 | 470.9573 | 267.197 | 0 | 374.6326 | 101.9011 | 0 | 2.4994 | 2.3432 | 29.0932 | 470.9573 | 441.533 | 5482.008 | 374.6326 | 168.3877 | 1625.607
PA | INSIG | MUNICIPAL | HERRICK TOWNSHIP | PA0114561 | 001 | 1.0689 | 6.893% | 0.010005 | 0.010695 | 29.2558 | 4.4856 | 29.918 | 895.8911 | 137.3598 | 916.1712 | 622.005 | 57.4293 | 184.3598 | 23.8941 | 4.4856 | 28.05 | 778.2993 | 146.1071 | 913.668 | 540.3626 | 61.0865 | 183.856 | 23.8941 | 7.1444 | 28.05 | 778.2993 | 232.7124 | 913.668 | 540.3626 | 97.2956 | 183.856
PA | INSIG | MUNICIPAL | HERSHEY CONEWAGO RECREACAMPGROUND LLC | PA0041220 | 001 | 1.0388 | 3.877% | 0.048026 | 0.049888 | 22.4278 | 1.2739 | 0 | 3296.6352 | 187.2489 | 0 | 2150.2055 | 88.0531 | 0 | 18.8493 | 1.2739 | 0 | 2863.9293 | 193.5533 | 0 | 1867.9764 | 91.0177 | 0 | 18.8493 | 2.0879 | 28.8645 | 2863.9293 | 317.2335 | 4385.6064 | 1867.9764 | 149.1779 | 1145.7749
PA | INSIG | MUNICIPAL | HERSHEY FARM INC | PA0080756 | 001 | 1.0784 | 7.837% | 0.13509 | 0.14567 | 14.9522 | 1.7437 | 29.918 | 7326.0164 | 854.3342 | 14658.7392 | 4325.8731 | 470.7918 | 6130.4684 | 14.3453 | 1.7437 | 7.2079 | 6364.4333 | 773.5946 | 3197.838 | 3758.0765 | 426.2992 | 1337.3759 | 14.3453 | 3.2625 | 7.2079 | 6364.4333 | 1447.4452 | 3197.838 | 3758.0765 | 797.6332 | 1337.3759
PA | INSIG | MUNICIPAL | HESSER PETRONELLA | PAG044852 | 001 | 1.0388 | 3.877% | 0.00040027 | 0.00041579 | 24.5587 | 4.0931 | 9.9727 | 30.0822 | 5.0137 | 12.2156 | 19.7565 | 2.364 | 3.0848 | 20.6376 | 4.0931 | 9.9727 | 26.1339 | 5.1832 | 12.6286 | 17.1634 | 2.444 | 3.189 | 20.6376 | 6.7072 | 28.8605 | 26.1339 | 8.4935 | 36.5467 | 17.1634 | 4.0048 | 9.229
PA | INSIG | MUNICIPAL | HEVERLY, PARK | PAG044884 | 001 | 1.0787 | 7.866% | 0.00040027 | 0.00043176 | 24.5587 | 4.0931 | 9.9727 | 30.0822 | 5.0137 | 12.2156 | 15.69 | 0.9734 | 0.74068 | 19.8744 | 4.0931 | 9.9727 | 26.1339 | 5.3823 | 13.1136 | 13.6307 | 1.045 | 0.79513 | 19.8744 | 6.4592 | 27.7932 | 26.1339 | 8.4935 | 36.5467 | 13.6307 | 1.649 | 2.216
PA | INSIG | MUNICIPAL | HIDDEN SPRINGS CAMPGROUND | PA0084221 | 001 | 1.0356 | 3.558% | 0.013007 | 0.01347 | 76.2444 | 13.5264 | 19.9454 | 3035.2548 | 538.4809 | 794.015 | 1835.9143 | 280.6608 | 423.5184 | 64.277 | 13.5264 | 19.9454 | 2636.8569 | 554.8996 | 818.2251 | 1594.938 | 289.2183 | 436.4318 | 64.277 | 22.2382 | 28.9535 | 2636.8569 | 912.2843 | 1187.7684 | 1594.938 | 475.4902 | 633.5419
PA | INSIG | MUNICIPAL | HILL TOP ACRES MHP | PA0082228 | 001 | 1.0784 | 7.837% | 0.0050027 | 0.0053948 | 44.3272 | 7.5058 | 0 | 678.71 | 114.9244 | 0 | 556.099 | 54.8553 | 0 | 35.8868 | 7.5058 | 0 | 589.6247 | 123.3218 | 0 | 483.1072 | 58.8635 | 0 | 35.8868 | 11.8503 | 27.8046 | 589.6247 | 194.7027 | 456.834 | 483.1072 | 92.9348 | 146.3133
PA | INSIG | MUNICIPAL | HIXSON | PAG044858 | 001 | 1.0534 | 5.342% | 0.00040027 | 0.00042165 | 24.5587 | 4.0931 | 9.9727 | 30.0822 | 5.0137 | 12.2156 | 15.1899 | 2.042 | 0.86193 | 20.3507 | 4.0931 | 9.9727 | 26.1339 | 5.2563 | 12.8067 | 13.1962 | 2.1408 | 0.90364 | 20.3507 | 6.614 | 28.4593 | 26.1339 | 8.4935 | 36.5467 | 13.1962 | 3.4593 | 2.5787
PA | INSIG | MUNICIPAL | HMS HOST - BLUE MTN SRVC PLAZA | PA0083194 | 001 | 1.0461 | 4.605% | 0.050027 | 0.052331 | 15.7817 | 0.17226 | 29.918 | 2416.3853 | 26.3757 | 4580.856 | 1591.1056 | 11.6665 | 1205.4104 | 13.1709 | 0.17226 | 28.6636 | 2099.1541 | 27.4548 | 4568.34 | 1382.2199 | 12.1438 | 1202.1169 | 13.1709 | 0.28067 | 28.6636 | 2099.1541 | 44.7325 | 4568.34 | 1382.2199 | 19.7861 | 1202.1169
PA | INSIG | MUNICIPAL | HMS HOST - LAWN SERVICE PLAZA | PA0027952 | 001 | 1.0388 | 3.877% | 0.050027 | 0.051967 | 81.6196 | 1.9909 | 9.9727 | 12497.0709 | 304.8329 | 1526.952 | 7370.5882 | 137.3435 | 357.9968 | 68.5965 | 1.9909 | 9.9727 | 10856.6788 | 315.0963 | 1578.3628 | 6403.1091 | 141.9677 | 370.0501 | 68.5965 | 2.2464 | 28.8645 | 10856.6788 | 355.5328 | 4568.34 | 6403.1091 | 160.1865 | 1071.0559
PA | INSIG | MUNICIPAL | HMSHOST/PA TURNPIKE - SIDELING HILL | PA0083186 | 001 | 1.027 | 2.705% | 0.040022 | 0.041104 | 58.2234 | 6.9578 | 9.9727 | 7131.8283 | 852.2608 | 1221.5616 | 4859.8737 | 251.4572 | 219.0277 | 49.4922 | 6.9578 | 9.9727 | 6195.7399 | 871.0141 | 1248.4411 | 4221.9908 | 256.9903 | 223.8472 | 49.4922 | 11.5336 | 29.1939 | 6195.7399 | 1443.8511 | 3654.672 | 4221.9908 | 426.0043 | 655.2878
PA | INSIG | MUNICIPAL | HODGES MHP | PA0260967 | 001 | 1.0461 | 4.605% | 0.013007 | 0.013606 | 24.9197 | 2.0151 | 29.918 | 992.043 | 80.2192 | 1191.0226 | 720.8378 | 35.4826 | 313.4067 | 20.798 | 2.0151 | 28.6636 | 861.8306 | 83.5012 | 1187.7684 | 626.223 | 36.9343 | 312.5504 | 20.798 | 6.4895 | 28.6636 | 861.8306 | 268.9121 | 1187.7684 | 626.223 | 118.9453 | 312.5504
PA | INSIG | MUNICIPAL | HODLOFSKI HEALTHY HABITS SFTF | PAG045176 | 001 | 1.0648 | 6.482% | 0.00060055 | 0.00063947 | 12.2794 | 2.0466 | 9.9727 | 30.0822 | 5.0137 | 24.4312 | 19.874 | 2.0589 | 7.7821 | 12.2794 | 2.0466 | 9.9727 | 23.9147 | 3.9858 | 19.4223 | 15.7994 | 1.6368 | 6.1866 | 13.4188 | 4.3611 | 18.7654 | 26.1339 | 8.4935 | 36.5467 | 17.2655 | 3.4878 | 11.6412
PA | INSIG | MUNICIPAL | HOFFMAN HOMES INC | PA0080209 | 001 | 1.0294 | 2.943% | 0.020011 | 0.0206 | 34.2098 | 9.9081 | 9.9727 | 2095.1948 | 606.8251 | 610.7808 | 1431.9208 | 432.5543 | 303.2346 | 29.0125 | 9.9081 | 9.9727 | 1820.1862 | 621.6145 | 625.6667 | 1243.9714 | 443.0964 | 310.625 | 29.0125 | 16.3867 | 29.1264 | 1820.1862 | 1028.0716 | 1827.336 | 1243.9714 | 732.8253 | 907.2183
PA | INSIG | MUNICIPAL | HOFFMAN, RAYMOND L - COUNTRY VIEW MHP | PA0086894 | 001 | 1.0648 | 6.482% | 0.012507 | 0.013318 | 44.0481 | 6.1402 | 29.918 | 1686.0915 | 235.0379 | 1145.214 | 1062.2597 | 43.4703 | 63.485 | 42.9469 | 6.1402 | 28.1584 | 1741.8922 | 249.0429 | 1142.085 | 1097.4149 | 46.0605 | 63.3116 | 42.9469 | 12.4474 | 28.1584 | 1741.8922 | 504.8566 | 1142.085 | 1097.4149 | 93.3733 | 63.3116
PA | INSIG | MUNICIPAL | HOLLER, JR., GLENN & LINDA | PAG045055 | 001 | 1.0306 | 3.06% | 0.00040027 | 0.00041252 | 24.5587 | 4.0931 | 9.9727 | 30.0822 | 5.0137 | 12.2156 | 17.8778 | 2.0001 | 2.6105 | 20.8012 | 4.0931 | 9.9727 | 26.1339 | 5.1425 | 12.5293 | 15.5314 | 2.0515 | 2.6775 | 20.8012 | 6.7604 | 29.0893 | 26.1339 | 8.4935 | 36.5467 | 15.5314 | 3.3883 | 7.8101
PA | INSIG | MUNICIPAL | HOLLY M AND JEFFREY L MUSSELMAN | PAG045203 | 001 | 1.0534 | 5.342% | 0.00040055 | 0.00042194 | 24.5587 | 4.0931 | 9.9727 | 30.0822 | 5.0137 | 12.2156 | 13.0017 | 1.9849 | 0.82722 | 24.5587 | 4.0931 | 9.9727 | 31.5593 | 5.2599 | 12.8154 | 13.6401 | 2.0823 | 0.86784
PA | INSIG | MUNICIPAL | HOLTZAPPLE GLENN W SFSTF | PAG044989 | 001 | 1.0324 | 3.236% | 0.00040027 | 0.00041323 | 24.5587 | 4.0931 | 9.9727 | 30.0822 | 5.0137 | 12.2156 | 16.4841 | 2.0438 | 2.6449 | 20.7658 | 4.0931 | 9.9727 | 26.1339 | 5.1512 | 12.5507 | 14.3206 | 2.0999 | 2.7175 | 20.7658 | 6.7489 | 29.0398 | 26.1339 | 8.4935 | 36.5467 | 14.3206 | 3.4623 | 7.9132
PA | INSIG | MUNICIPAL | HOOVER, IVAN & SHERRY | PAG044953 | 001 | 1.0324 | 3.236% | 0.00040055 | 0.00041351 | 24.5587 | 4.0931 | 9.9727 | 30.0822 | 5.0137 | 12.2156 | 17.9637 | 1.4617 | 1.9092 | 24.5587 | 4.0931 | 9.9727 | 30.9285 | 5.1547 | 12.5593 | 18.469 | 1.5028 | 1.963
PA | INSIG | MUNICIPAL | HOOVER,IRVIN | PA0113913 | 001 | 1.0328 | 3.284% | 0.016385 | 0.016923 | 24.9197 | 3.9872 | 0 | 686.799 | 109.8878 | 0 | 429.7837 | 44.7047 | 0 | 11.5765 | 3.6121 | 0 | 596.6519 | 186.1699 | 0 | 373.3717 | 75.7379 | 0 | 11.5765 | 3.6121 | 15.9546 | 596.6519 | 186.1699 | 822.3012 | 373.3717 | 75.7379 | 218.135
PA | INSIG | MUNICIPAL | HOPEWELL BORO | PA0082341 | 001 | 1.0356 | 3.558% | 0.032518 | 0.033675 | 9.7785 | 0.61103 | 29.918 | 973.1942 | 60.8122 | 2977.5564 | 613.4152 | 11.679 | 265.0965 | 8.2437 | 0.61103 | 28.9535 | 845.4558 | 62.6664 | 2969.421 | 532.9002 | 12.0351 | 264.3722 | 8.2437 | 1.0046 | 28.9535 | 845.4558 | 103.0269 | 2969.421 | 532.9002 | 19.7863 | 264.3722
PA | INSIG | MUNICIPAL | HOPEWELL TWP | PA0247928 | 001 | 1.0461 | 4.605% | 0.00040022 | 0.00041865 | 24.9197 | 3.9872 | 9.9727 | 30.5244 | 4.8839 | 12.2156 | 21.0824 | 2.1602 | 3.2144 | 20.798 | 3.9872 | 9.9727 | 26.5179 | 5.0837 | 12.7154 | 18.3152 | 2.2486 | 3.3459 | 20.798 | 6.4895 | 28.6636 | 26.5179 | 8.2742 | 36.5467 | 18.3152 | 3.6599 | 9.6169
PA | INSIG | MUNICIPAL | HOPEWELL TWP - SHY BEAVER LAKEVIEW ESTS | PA0082759 | 001 | 1.1122 | 11.22% | 0.0063035 | 0.0070105 | 9.0605 | 0.038764 | 9.9727 | 174.798 | 0.74785 | 192.396 | 110.2564 | 0.14396 | 12.9636 | 7.1125 | 0.038764 | 9.9727 | 151.8599 | 0.82765 | 212.9269 | 95.7879 | 0.15932 | 14.347 | 7.1125 | 0.05951 | 26.9594 | 151.8599 | 1.2706 | 575.6108 | 95.7879 | 0.24459 | 38.7846
PA | INSIG | MUNICIPAL | HOPEWELL, KATHLEEN H. | PAG044830 | 001 | 1.0214 | 2.139% | 0.00040027 | 0.00040884 | 24.5587 | 4.0931 | 9.9727 | 30.0822 | 5.0137 | 12.2156 | 22.4452 | 2.4306 | 3.5951 | 20.9887 | 4.0931 | 9.9727 | 26.1339 | 5.0965 | 12.4174 | 19.4993 | 2.4707 | 3.6545 | 20.9887 | 6.8213 | 29.3515 | 26.1339 | 8.4935 | 36.5467 | 19.4993 | 4.1175 | 10.7559
PA | INSIG | MUNICIPAL | HOPPER/RESCORLA SEW SYS | PAG045069 | 001 | 1.0375 | 3.75% | 0.00040027 | 0.00041528 | 24.5587 | 4.0931 | 9.9727 | 30.0822 | 5.0137 | 12.2156 | 22.6529 | 1.6658 | 3.0316 | 20.6629 | 4.0931 | 9.9727 | 26.1339 | 5.1769 | 12.6132 | 19.6797 | 1.72 | 3.1302 | 20.6629 | 6.7154 | 28.8958 | 26.1339 | 8.4935 | 36.5467 | 19.6797 | 2.8219 | 9.0698
PA | INSIG | MUNICIPAL | HOSTETLER JONATHAN RESIDENCE | PAG044971 | 001 | 1.1057 | 10.57% | 0.00040027 | 0.00044256 | 24.5587 | 4.0931 | 9.9727 | 30.0822 | 5.0137 | 12.2156 | 18.7451 | 2.0782 | 2.4887 | 19.3892 | 4.0931 | 9.9727 | 26.1339 | 5.5169 | 13.4417 | 16.2848 | 2.2868 | 2.7385 | 19.3892 | 6.3015 | 27.1147 | 26.1339 | 8.4935 | 36.5467 | 16.2848 | 3.5206 | 7.4457
PA | INSIG | MUNICIPAL | HOUSER SRSTP | PAG044977 | 001 | 1.0392 | 3.924% | 0.00040027 | 0.00041598 | 24.5587 | 4.0931 | 9.9727 | 30.0822 | 5.0137 | 12.2156 | 21.8554 | 2.6631 | 1.1594 | 20.6284 | 4.0931 | 9.9727 | 26.1339 | 5.1855 | 12.6343 | 18.9869 | 2.7544 | 1.1992 | 20.6284 | 6.7042 | 28.8475 | 26.1339 | 8.4935 | 36.5467 | 18.9869 | 4.5114 | 3.4688
PA | INSIG | MUNICIPAL | HOUTZDALE BOROUGH MUNICIPAL | PA0046159 | 001 | 1.006 | 0.6018% | 0.30016 | 0.30197 | 14.3536 | 2.0957 | 29.918 | 13186.3884 | 1925.2502 | 27485.136 | 6982.7057 | 784.8202 | 5951.1366 | 13.8291 | 2.0957 | 29.8042 | 12718.2329 | 1927.3229 | 27410.04 | 6734.7991 | 785.6651 | 5934.8767 | 13.8291 | 5.0608 | 29.8042 | 12718.2329 | 4654.2478 | 27410.04 | 6734.7991 | 1897.2847 | 5934.8767
PA | INSIG | MUNICIPAL | HUBER SFTF | PAG043869 | 001 | 1.0392 | 3.924% | 0.00040027 | 0.00041598 | 24.5587 | 4.0931 | 9.9727 | 30.0822 | 5.0137 | 12.2156 | 20.5558 | 2.6161 | 1.1315 | 20.6284 | 4.0931 | 9.9727 | 26.1339 | 5.1855 | 12.6343 | 17.8578 | 2.7058 | 1.1703 | 20.6284 | 6.7042 | 28.8475 | 26.1339 | 8.4935 | 36.5467 | 17.8578 | 4.4318 | 3.3853
PA | INSIG | MUNICIPAL | HUBLER STP | PAG045140 | 001 | 1.0294 | 2.943% | 0.00040027 | 0.00041205 | 24.5587 | 4.0931 | 9.9727 | 30.0822 | 5.0137 | 12.2156 | 18.7287 | 0.9452 | 0.75058 | 20.8249 | 4.0931 | 9.9727 | 26.1339 | 5.1366 | 12.515 | 16.2705 | 0.96837 | 0.76898 | 20.8249 | 6.7681 | 29.1224 | 26.1339 | 8.4935 | 36.5467 | 16.2705 | 1.6012 | 2.2456
PA | INSIG | MUNICIPAL | HUFFMAN SR STP | PAG046420 | 001 | 1.0188 | 1.878% | 0.00040027 | 0.00040779 | 24.5587 | 4.0931 | 9.9727 | 30.0822 | 5.0137 | 12.2156 | 21.0691 | 2.5752 | 7.2959 | 21.0426 | 4.0931 | 9.9727 | 26.1339 | 5.0835 | 12.3856 | 18.3038 | 2.611 | 7.3974 | 21.0426 | 6.8388 | 29.4268 | 26.1339 | 8.4935 | 36.5467 | 18.3038 | 4.3625 | 21.8278
PA | INSIG | MUNICIPAL | HURLEY DANIEL | PAG043938 | 001 | 1.0461 | 4.605% | 0.00050068 | 0.00052374 | 24.9197 | 3.9872 | 9.9727 | 38.1555 | 6.1049 | 15.2695 | 26.2353 | 2.7003 | 4.018 | 24.9197 | 3.9872 | 9.9727 | 39.7492 | 6.3599 | 15.9073 | 27.3311 | 2.8131 | 4.1859
PA | INSIG | MUNICIPAL | HUSTON TWP AUTH | PA0228508 | 001 | 2.0662 | 106.6% | 0.040022 | 0.082693 | 20.9326 | 3.3592 | 24.9317 | 2564.0496 | 411.4689 | 3053.904 | 1338.8521 | 80.7151 | 190.0364 | 8.8447 | 2.768 | 14.5115 | 2227.5006 | 697.1029 | 3654.672 | 1163.1187 | 136.746 | 227.4206 | 8.8447 | 2.768 | 14.5115 | 2227.5006 | 697.1029 | 3654.672 | 1163.1187 | 136.746 | 227.4206
PA | INSIG | MUNICIPAL | HUSTON TWP SEW AUTH | PA0228346 | 001 | 1.059 | 5.899% | 0.15008 | 0.15894 | 10.1073 | 1.8555 | 29.918 | 4642.6849 | 852.3288 | 13742.568 | 2850.4956 | 201.4815 | 1860.4462 | 8.3326 | 1.8555 | 28.3135 | 4033.3671 | 898.1712 | 13705.02 | 2476.3893 | 212.3182 | 1855.363 | 8.3326 | 2.9839 | 28.3135 | 4033.3671 | 1444.3682 | 13705.02 | 2476.3893 | 341.4333 | 1855.363
PA | INSIG | MUNICIPAL | HUSTONTOWN JT SEW AUTH | PA0248029 | 001 | 1.027 | 2.705% | 0.028015 | 0.028773 | 7.9757 | 0.99404 | 9.9727 | 683.8685 | 85.2329 | 855.0931 | 466.5585 | 25.1477 | 153.3194 | 7.9757 | 0.99404 | 9.9727 | 698.9165 | 87.1084 | 873.9088 | 476.8248 | 25.7011 | 156.6931 | 10.3965 | 3.3378 | 29.1939 | 911.0477 | 292.4936 | 2558.2704 | 621.5479 | 86.2994 | 458.7014
PA | INSIG | MUNICIPAL | HUSTONTOWN MARKET | PAG043927 | 001 | 1.027 | 2.705% | 0.0009513 | 0.00097703 | 24.9197 | 3.9872 | 9.9727 | 72.4955 | 11.5993 | 29.0121 | 46.2678 | 2.6579 | 3.0099 | 24.9197 | 3.9872 | 9.9727 | 74.1515 | 11.8642 | 29.6748 | 47.3247 | 2.7186 | 3.0787
PA | INSIG | MUNICIPAL | HYNDMAN BOROUGH | PA0020851 | 001 | 1.0037 | 0.3734% | 0.3652 | 0.36656 | 6.5544 | 0.8738 | 29.918 | 7326.0164 | 976.6685 | 33440.2488 | 7573.2306 | 478.1723 | 17308.708 | 5.7013 | 0.8738 | 29.872 | 6364.9238 | 975.5001 | 33348.882 | 6579.7062 | 477.6003 | 17261.4165 | 5.7013 | 1.4828 | 29.872 | 6364.9238 | 1655.3866 | 33348.882 | 6579.7062 | 810.4695 | 17261.4165
PA | INSIG | MUNICIPAL | INDIANA CO MUN SERVICES AUTH | PA0218839 | 001 | 1.7652 | 76.52% | 0.080044 | 0.14129 | 37.6787 | 5.901 | 29.918 | 9230.5786 | 1445.6356 | 7329.3696 | 4733.1543 | 268.5847 | 432.6548 | 18.6354 | 5.6916 | 16.9862 | 8019.0021 | 2449.1686 | 7309.344 | 4111.8955 | 455.0311 | 431.4726 | 18.6354 | 5.6916 | 16.9862 | 8019.0021 | 2449.1686 | 7309.344 | 4111.8955 | 455.0311 | 431.4726
PA | INSIG | MUNICIPAL | INDIANA CO MUN SRVCS AUTH | PA0218812 | 001 | 1.1256 | 12.56% | 0.05503 | 0.061943 | 6.0241 | 1.1999 | 0 | 1014.6021 | 202.0922 | 0 | 466.3992 | 39.0457 | 0 | 6.0241 | 1.1999 | 0 | 1136.4454 | 226.3614 | 0 | 522.409 | 43.7346 | 0
PA | INSIG | MUNICIPAL | IRVONA MUNICIPAL AUTHORITY | PA0228656 | 001 | 1.0324 | 3.236% | 0.01481 | 0.01529 | 6.2905 | 3.1539 | 29.918 | 366 | 183.5014 | 1740.7253 | 180.4647 | 63.0653 | 406.4231 | 6.2905 | 3.1539 | 23.5453 | 292.92 | 146.8613 | 1096.4016 | 144.4309 | 50.4729 | 255.9869 | 6.8282 | 6.6767 | 23.5453 | 317.9598 | 310.9038 | 1096.4016 | 156.7774 | 106.8506 | 255.9869
PA | INSIG | MUNICIPAL | IVICIC SEW SYS STP | PAG045123 | 001 | 1.0461 | 4.605% | 0.00040027 | 0.00041871 | 24.5587 | 4.0931 | 9.9727 | 30.0822 | 5.0137 | 12.2156 | 21.7909 | 2.2177 | 3.2144 | 20.494 | 4.0931 | 9.9727 | 26.1339 | 5.2195 | 12.7171 | 18.9309 | 2.3087 | 3.3464 | 20.494 | 6.6605 | 28.6597 | 26.1339 | 8.4935 | 36.5467 | 18.9309 | 3.7568 | 9.6169
PA | INSIG | MUNICIPAL | J & D SERVICE LLC | PA0228184 | 001 | 1.0214 | 2.139% | 0.025014 | 0.025549 | 42.6526 | 6.1551 | 29.918 | 3265.3467 | 471.2175 | 2290.428 | 2521.8478 | 193.5374 | 660.1879 | 36.4571 | 6.1551 | 29.3555 | 2836.7485 | 478.9346 | 2284.17 | 2190.8387 | 196.7069 | 658.3841 | 36.4571 | 10.26 | 29.3555 | 2836.7485 | 798.3328 | 2284.17 | 2190.8387 | 327.8894 | 658.3841
PA | INSIG | MUNICIPAL | JACKSON TWP MUN AUTH/WTF | PA0228648 | 001 | 1.0534 | 5.342% | 0.11006 | 0.11594 | 6.8587 | 1.8534 | 29.918 | 2310.3471 | 624.3029 | 10077.8832 | 2039.5429 | 257.6172 | 2405.367 | 5.6844 | 1.8534 | 28.4632 | 2007.1637 | 654.4203 | 10050.348 | 1771.8968 | 270.0451 | 2398.795 | 5.6844 | 2.9949 | 28.4632 | 2007.1637 | 1057.4968 | 10050.348 | 1771.8968 | 436.3737 | 2398.795
PA | INSIG | MUNICIPAL | JAI MAI INC | PA0062235 | 001 | 1.0463 | 4.634% | 0.025014 | 0.026173 | 16.3772 | 2.2128 | 0 | 1253.7856 | 169.4028 | 0 | 925.4791 | 65.5666 | 0 | 16.3772 | 2.2128 | 0 | 1305.4446 | 176.3827 | 0 | 963.6111 | 68.2681 | 0 | 17.9062 | 3.6639 | 28.6556 | 1427.324 | 292.054 | 2284.17 | 1053.5761 | 113.0383 | 524.2476
PA | INSIG | MUNICIPAL | JAMES & JOYCE QUIGG SFTF | PAG045124 | 001 | 1.0306 | 3.06% | 0.00040027 | 0.00041252 | 24.5587 | 4.0931 | 9.9727 | 30.0822 | 5.0137 | 12.2156 | 21.6893 | 2.0842 | 3.9662 | 20.8012 | 4.0931 | 9.9727 | 26.1339 | 5.1425 | 12.5293 | 18.8426 | 2.1378 | 4.068 | 20.8012 | 6.7604 | 29.0893 | 26.1339 | 8.4935 | 36.5467 | 18.8426 | 3.5308 | 11.866
PA | INSIG | MUNICIPAL | JAMES A. SHERRY SMALL FLOWS TREATMENT FACILITY | PAG045273 | 001 | 1.0787 | 7.866% | 0.00040027 | 0.00043176 | 24.5587 | 4.0931 | 9.9727 | 30.0822 | 5.0137 | 12.2156 | 15.7259 | 0.99388 | 0.78045 | 19.8744 | 4.0931 | 9.9727 | 26.1339 | 5.3823 | 13.1136 | 13.6619 | 1.0669 | 0.83783 | 19.8744 | 6.4592 | 27.7932 | 26.1339 | 8.4935 | 36.5467 | 13.6619 | 1.6837 | 2.335
PA | INSIG | MUNICIPAL | JAMES AND JANE DAVIS SRSTP | PAG045224 | 001 | 1.0648 | 6.482% | 0.00040027 | 0.00042622 | 24.5587 | 4.0931 | 9.9727 | 30.0822 | 5.0137 | 12.2156 | 24.8836 | 1.9359 | 4.0381 | 20.1328 | 4.0931 | 9.9727 | 26.1339 | 5.3132 | 12.9453 | 21.6176 | 2.0516 | 4.2793 | 20.1328 | 6.5431 | 28.1546 | 26.1339 | 8.4935 | 36.5467 | 21.6176 | 3.2795 | 12.0811
PA | INSIG | MUNICIPAL | JAMES E BRENCHLEY SFSTF | PAG045031 | 001 | 1.0461 | 4.605% | 0.00040027 | 0.00041871 | 24.5587 | 4.0931 | 9.9727 | 30.0822 | 5.0137 | 12.2156 | 21.38 | 2.2177 | 3.2144 | 20.494 | 4.0931 | 9.9727 | 26.1339 | 5.2195 | 12.7171 | 18.5738 | 2.3087 | 3.3464 | 20.494 | 6.6605 | 28.6597 | 26.1339 | 8.4935 | 36.5467 | 18.5738 | 3.7568 | 9.6169
PA | INSIG | MUNICIPAL | JAMES RESIDENCE | PAG045152 | 001 | 1.0388 | 3.877% | 0.00040027 | 0.00041579 | 24.5587 | 4.0931 | 9.9727 | 30.0822 | 5.0137 | 12.2156 | 19.9684 | 2.364 | 3.0848 | 20.6376 | 4.0931 | 9.9727 | 26.1339 | 5.1832 | 12.6286 | 17.3475 | 2.444 | 3.189 | 20.6376 | 6.7072 | 28.8605 | 26.1339 | 8.4935 | 36.5467 | 17.3475 | 4.0048 | 9.229
PA | INSIG | MUNICIPAL | JANET BACON SFTF | PAG045248 | 001 | 1.0689 | 6.893% | 0.00040027 | 0.00042787 | 24.5587 | 4.0931 | 9.9727 | 30.0822 | 5.0137 | 12.2156 | 21.8374 | 1.8144 | 2.2715 | 20.0553 | 4.0931 | 9.9727 | 26.1339 | 5.3337 | 12.9953 | 18.9712 | 1.9302 | 2.4165 | 20.0553 | 6.518 | 28.0462 | 26.1339 | 8.4935 | 36.5467 | 18.9712 | 3.0737 | 6.796
PA | INSIG | MUNICIPAL | JASON C. HARRIS SFTF | PAG045247 | 001 | 1.0375 | 3.75% | 0.00040027 | 0.00041528 | 24.5587 | 4.0931 | 9.9727 | 30.0822 | 5.0137 | 12.2156 | 20.6525 | 2.1225 | 2.3733 | 20.6629 | 4.0931 | 9.9727 | 26.1339 | 5.1769 | 12.6132 | 17.9419 | 2.1916 | 2.4505 | 20.6629 | 6.7154 | 28.8958 | 26.1339 | 8.4935 | 36.5467 | 17.9419 | 3.5957 | 7.1004
PA | INSIG | MUNICIPAL | JAY TWP STP - WEEDVILLE | PA0104141 | 001 | 0.99901 | -0.09923% | 0.20011 | 0.19991 | 9.929 | 1.8083 | 29.918 | 6081.072 | 1107.503 | 18323.424 | 3929.878 | 265.3883 | 2542.5881 | 3.1194 | 1.8083 | 29.918 | 1899.2094 | 1100.9693 | 18215.325 | 1227.3595 | 263.8226 | 2527.5881 | 3.1194 | 1.8703 | 30.0134 | 1899.2094 | 1138.7393 | 18273.36 | 1227.3595 | 272.8734 | 2535.6411
PA | INSIG | MUNICIPAL | JEAN D & DANIEL R TABER SFTF | PAG045095 | 001 | 1.0214 | 2.139% | 0.00040027 | 0.00040884 | 24.5587 | 4.0931 | 9.9727 | 30.0822 | 5.0137 | 12.2156 | 19.1027 | 1.9931 | 3.1311 | 20.9887 | 4.0931 | 9.9727 | 26.1339 | 5.0965 | 12.4174 | 16.5954 | 2.026 | 3.1828 | 20.9887 | 6.8213 | 29.3515 | 26.1339 | 8.4935 | 36.5467 | 16.5954 | 3.3764 | 9.3676
PA | INSIG | MUNICIPAL | JEAN READ /BRADFORD TWP SFTF | PAG044990 | 001 | 1.0294 | 2.943% | 0.00040027 | 0.00041205 | 24.5587 | 4.0931 | 9.9727 | 30.0822 | 5.0137 | 12.2156 | 19.6093 | 0.9452 | 0.75058 | 20.8249 | 4.0931 | 9.9727 | 26.1339 | 5.1366 | 12.515 | 17.0355 | 0.96837 | 0.76898 | 20.8249 | 6.7681 | 29.1224 | 26.1339 | 8.4935 | 36.5467 | 17.0355 | 1.6012 | 2.2456
PA | INSIG | MUNICIPAL | JEFFERSON CODORUS STP | PA0248061 | 001 | 1.0648 | 6.482% | 0.27215 | 0.28979 | 1.2172 | 0.066212 | 29.918 | 1013.8902 | 55.1507 | 24919.8566 | 719.3434 | 22.6474 | 7937.7298 | 0.99787 | 0.066212 | 28.1584 | 880.6901 | 58.4369 | 24851.7696 | 624.8395 | 23.9969 | 7916.042 | 0.99787 | 0.10519 | 28.1584 | 880.6901 | 92.8367 | 24851.7696 | 624.8395 | 38.1231 | 7916.042
PA | INSIG | MUNICIPAL | JEFFERY FREEZER SUBDIV | PA0233749 | 001 | 1.0375 | 3.75% | 0.00040022 | 0.00041523 | 24.9197 | 3.9872 | 9.9727 | 30.5244 | 4.8839 | 12.2156 | 23.3572 | 2.2377 | 3.4783 | 20.9693 | 3.9872 | 9.9727 | 26.5179 | 5.0422 | 12.6115 | 20.2914 | 2.3102 | 3.591 | 20.9693 | 6.5429 | 28.8998 | 26.5179 | 8.2742 | 36.5467 | 20.2914 | 3.7911 | 10.4063
PA | INSIG | MUNICIPAL | JEMISON VALLEY BRETHREN CHURCH | PAG045243 | 001 | 1.0534 | 5.342% | 0.00040027 | 0.00042165 | 24.5587 | 4.0931 | 9.9727 | 30.0822 | 5.0137 | 12.2156 | 13.8147 | 1.4315 | 0.84457 | 20.3507 | 4.0931 | 9.9727 | 26.1339 | 5.2563 | 12.8067 | 12.0015 | 1.5008 | 0.88544 | 20.3507 | 6.614 | 28.4593 | 26.1339 | 8.4935 | 36.5467 | 12.0015 | 2.4251 | 2.5268
PA | INSIG | MUNICIPAL | JERRY COAKLEY SFTF | PAG045266 | 001 | 1.0787 | 7.866% | 0.00040027 | 0.00043176 | 24.5587 | 4.0931 | 9.9727 | 30.0822 | 5.0137 | 12.2156 | 20.2113 | 1.3503 | 0.84543 | 19.8744 | 4.0931 | 9.9727 | 26.1339 | 5.3823 | 13.1136 | 17.5586 | 1.4496 | 0.90757 | 19.8744 | 6.4592 | 27.7932 | 26.1339 | 8.4935 | 36.5467 | 17.5586 | 2.2875 | 2.5293
PA | INSIG | MUNICIPAL | JERSEY SHORE AREA SCHOOL DIST | PA0111368 | 001 | 1.0375 | 3.75% | 0.0047026 | 0.0048789 | 45.0399 | 16.6763 | 29.918 | 648.2452 | 240.0164 | 430.6005 | 487.6782 | 79.0434 | 104.5168 | 37.9 | 16.6763 | 28.8998 | 563.1586 | 247.7943 | 429.424 | 423.6671 | 81.6049 | 104.2312 | 37.9 | 27.3659 | 28.8998 | 563.1586 | 406.6313 | 429.424 | 423.6671 | 133.9139 | 104.2312
PA | INSIG | MUNICIPAL | JESUS MINISTRIES INC - AGAPE | PA0082864 | 001 | 1.1122 | 11.22% | 0.30016 | 0.33384 | 2.8804 | 0.15447 | 29.918 | 2646.1582 | 141.9118 | 27485.136 | 2092.8804 | 50.0797 | 6201.0781 | 2.2613 | 0.15447 | 26.9594 | 2299.0988 | 157.0555 | 27410.04 | 1818.3867 | 55.4239 | 6184.1353 | 2.2613 | 0.23652 | 26.9594 | 2299.0988 | 240.4695 | 27410.04 | 1818.3867 | 84.8601 | 6184.1353
PA | INSIG | MUNICIPAL | JEWISH COMMUNITY CNTR DAY CAMP | PA0029653 | 001 | 1.0665 | 6.65% | 0.0078043 | 0.0083233 | 24.9197 | 3.9872 | 29.918 | 595.2258 | 95.2361 | 714.6135 | 192.2353 | 8.2613 | 9.9886 | 20.3991 | 3.9872 | 28.1139 | 517.0984 | 101.0709 | 712.661 | 167.0031 | 8.7674 | 9.9613 | 20.3991 | 6.365 | 28.1139 | 517.0984 | 161.3473 | 712.661 | 167.0031 | 13.9961 | 9.9613
PA | INSIG | MUNICIPAL | JOE DEGREGORIO SEW SYS | PAG044863 | 001 | 1.1079 | 10.79% | 0.00040027 | 0.00044345 | 24.5587 | 4.0931 | 9.9727 | 30.0822 | 5.0137 | 12.2156 | 20.4404 | 1.1599 | 1.5937 | 19.3505 | 4.0931 | 9.9727 | 26.1339 | 5.528 | 13.4687 | 17.7576 | 1.2789 | 1.7572 | 19.3505 | 6.2889 | 27.0605 | 26.1339 | 8.4935 | 36.5467 | 17.7576 | 1.965 | 4.7682
PA | INSIG | MUNICIPAL | JOHN & KRISTEN GRESH | PA0233641 | 001 | 1.0787 | 7.866% | 0.00040022 | 0.0004317 | 24.9197 | 3.9872 | 9.9727 | 30.5244 | 4.8839 | 12.2156 | 15.2416 | 0.96815 | 0.78045 | 20.1692 | 3.9872 | 9.9727 | 26.5179 | 5.2422 | 13.1118 | 13.241 | 1.0392 | 0.83771 | 20.1692 | 6.2933 | 27.797 | 26.5179 | 8.2742 | 36.5467 | 13.241 | 1.6402 | 2.335
PA | INSIG | MUNICIPAL | JOHN & SANDRA ERDLEY, SEW SYS | PA0114316 | 001 | 1.0691 | 6.913% | 0.00040022 | 0.00042789 | 24.9197 | 3.9872 | 9.9727 | 30.5244 | 4.8839 | 12.2156 | 21.4399 | 1.8186 | 2.2975 | 20.349 | 3.9872 | 9.9727 | 26.5179 | 5.1959 | 12.996 | 18.6257 | 1.9348 | 2.4443 | 20.349 | 6.3494 | 28.0448 | 26.5179 | 8.2742 | 36.5467 | 18.6257 | 3.081 | 6.8737
PA | INSIG | MUNICIPAL | JOHN D KLINGERMAN SRSTP | PAG045133 | 001 | 1.0689 | 6.893% | 0.00045034 | 0.00048139 | 19.647 | 3.2745 | 9.9727 | 30.0822 | 5.0137 | 15.2695 | 22.8355 | 1.9969 | 3.0437 | 17.8256 | 3.2745 | 9.9727 | 26.1339 | 4.8007 | 14.6208 | 19.8383 | 1.9121 | 2.9144 | 17.8256 | 5.7933 | 24.928 | 26.1339 | 8.4935 | 36.5467 | 19.8383 | 3.3829 | 7.2849
PA | INSIG | MUNICIPAL | JOHN E GRONINGER INC - ARCH RO | PA0247669 | 001 | 0.99936 | -0.06435% | 0.040022 | 0.039996 | 21.9294 | 5.3827 | 29.918 | 2686.1472 | 659.327 | 3664.6848 | 2111.8753 | 263.9659 | 933.4899 | 19.1574 | 5.3827 | 29.918 | 2333.5721 | 655.6662 | 3644.3369 | 1834.6773 | 262.5002 | 928.3068 | 19.1574 | 9.1701 | 30.0029 | 2333.5721 | 1117.0195 | 3654.672 | 1834.6773 | 447.206 | 930.9394
PA | INSIG | MUNICIPAL | JOHN GLENN SANITATION | PA0209481 | 001 | 1.0324 | 3.236% | 0.0014011 | 0.0014464 | 27.7606 | 7.4757 | 9.9727 | 170.0208 | 45.7851 | 61.0781 | 100.2572 | 13.348 | 9.5462 | 27.7606 | 7.4757 | 9.9727 | 122.291 | 32.9319 | 43.9317 | 72.112 | 9.6008 | 6.8663 | 33.5296 | 17.6089 | 20.7407 | 147.7045 | 77.5708 | 91.3668 | 87.0978 | 22.6147 | 14.2802
PA | INSIG | MUNICIPAL | JOHN MILES SFTF | PAG044992 | 001 | 1.0648 | 6.482% | 0.00040027 | 0.00042622 | 24.5587 | 4.0931 | 9.9727 | 30.0822 | 5.0137 | 12.2156 | 19.2433 | 0.92728 | 0.67717 | 20.1328 | 4.0931 | 9.9727 | 26.1339 | 5.3132 | 12.9453 | 16.7176 | 0.98267 | 0.71762 | 20.1328 | 6.5431 | 28.1546 | 26.1339 | 8.4935 | 36.5467 | 16.7176 | 1.5709 | 2.026
PA | INSIG | MUNICIPAL | JOHN PRICE SFTF | PAG045065 | 001 | 1.0375 | 3.75% | 0.00040027 | 0.00041528 | 24.5587 | 4.0931 | 9.9727 | 30.0822 | 5.0137 | 12.2156 | 21.736 | 1.8896 | 3.3461 | 20.6629 | 4.0931 | 9.9727 | 26.1339 | 5.1769 | 12.6132 | 18.8831 | 1.9511 | 3.455 | 20.6629 | 6.7154 | 28.8958 | 26.1339 | 8.4935 | 36.5467 | 18.8831 | 3.2012 | 10.0108
PA | INSIG | MUNICIPAL | JOHN R THOMAS SFSTF | PAG045030 | 001 | 1.0214 | 2.139% | 0.00040027 | 0.00040884 | 24.5587 | 4.0931 | 9.9727 | 30.0822 | 5.0137 | 12.2156 | 20.2312 | 2.045 | 3.6292 | 20.9887 | 4.0931 | 9.9727 | 26.1339 | 5.0965 | 12.4174 | 17.5759 | 2.0788 | 3.6891 | 20.9887 | 6.8213 | 29.3515 | 26.1339 | 8.4935 | 36.5467 | 17.5759 | 3.4644 | 10.8578
PA | INSIG | MUNICIPAL | JOHNSON SEW SYS | PAG044984 | 001 | 1.0214 | 2.139% | 0.00040027 | 0.00040884 | 24.5587 | 4.0931 | 9.9727 | 30.0822 | 5.0137 | 12.2156 | 22.11 | 2.4306 | 3.5951 | 20.9887 | 4.0931 | 9.9727 | 26.1339 | 5.0965 | 12.4174 | 19.2081 | 2.4707 | 3.6545 | 20.9887 | 6.8213 | 29.3515 | 26.1339 | 8.4935 | 36.5467 | 19.2081 | 4.1175 | 10.7559
PA | INSIG | MUNICIPAL | JOHNSONS HOME FOR THE AGED | PA0064289 | 001 | 1.0463 | 4.634% | 0.0020011 | 0.0020938 | 24.9197 | 3.9872 | 29.918 | 152.622 | 24.4195 | 183.2342 | 103.6975 | 10.0772 | 39.7631 | 24.9197 | 3.9872 | 28.6556 | 158.9104 | 25.4257 | 182.7336 | 107.97 | 10.4924 | 39.6545 | 37.1514 | 10.1791 | 28.6556 | 236.9106 | 64.9112 | 182.7336 | 160.9665 | 26.7868 | 39.6545
PA | INSIG | MUNICIPAL | JONATHAN D. QUINN | PAG044980 | 001 | 1.0534 | 5.342% | 0.00040027 | 0.00042165 | 24.5587 | 4.0931 | 9.9727 | 30.0822 | 5.0137 | 12.2156 | 14.131 | 1.4231 | 0.85973 | 20.3507 | 4.0931 | 9.9727 | 26.1339 | 5.2563 | 12.8067 | 12.2763 | 1.492 | 0.90133 | 20.3507 | 6.614 | 28.4593 | 26.1339 | 8.4935 | 36.5467 | 12.2763 | 2.4108 | 2.5721
PA | INSIG | MUNICIPAL | JONES SFTF | PA0261823 | 001 | 1.0797 | 7.973% | 0.00040027 | 0.00043219 | 31.1077 | 4.9117 | 29.918 | 38.1041 | 6.0164 | 36.6468 | 25.7802 | 2.0438 | 7.5297 | 31.1077 | 4.9117 | 29.918 | 40.9455 | 6.4651 | 39.3795 | 27.7026 | 2.1962 | 8.0911
PA | INSIG | MUNICIPAL | JONES, BRADLEY | PAG044918 | 001 | 1.0356 | 3.558% | 0.00040055 | 0.0004148 | 24.5587 | 4.0931 | 9.9727 | 30.0822 | 5.0137 | 12.2156 | 18.0669 | 1.1444 | 1.0879 | 24.5587 | 4.0931 | 9.9727 | 31.0249 | 5.1708 | 12.5984 | 18.633 | 1.1803 | 1.1219
PA | INSIG | MUNICIPAL | JONES, ROBERT | PAG044846 | 001 | 1.0375 | 3.75% | 0.00040027 | 0.00041528 | 24.5587 | 4.0931 | 9.9727 | 30.0822 | 5.0137 | 12.2156 | 21.6875 | 2.0446 | 3.1178 | 20.6629 | 4.0931 | 9.9727 | 26.1339 | 5.1769 | 12.6132 | 18.841 | 2.1111 | 3.2193 | 20.6629 | 6.7154 | 28.8958 | 26.1339 | 8.4935 | 36.5467 | 18.841 | 3.4636 | 9.3278
PA | INSIG | MUNICIPAL | JORDAN KEVIN SINGLE RESIDENCE | PAG044946 | 001 | 1.0324 | 3.236% | 0.00040027 | 0.00041323 | 24.5587 | 4.0931 | 9.9727 | 30.0822 | 5.0137 | 12.2156 | 17.9657 | 1.776 | 3.0764 | 20.7658 | 4.0931 | 9.9727 | 26.1339 | 5.1512 | 12.5507 | 15.6077 | 1.8248 | 3.1608 | 20.7658 | 6.7489 | 29.0398 | 26.1339 | 8.4935 | 36.5467 | 15.6077 | 3.0087 | 9.204
PA | INSIG | MUNICIPAL | JOSEPH GEUNOT SFTF | PAG045071 | 001 | 1.0784 | 7.837% | 0.00040027 | 0.00043164 | 24.5587 | 4.0931 | 9.9727 | 30.0822 | 5.0137 | 12.2156 | 19.6877 | 2.9147 | 5.0265 | 19.8799 | 4.0931 | 9.9727 | 26.1339 | 5.3808 | 13.11 | 17.1037 | 3.1281 | 5.3946 | 19.8799 | 6.4609 | 27.8008 | 26.1339 | 8.4935 | 36.5467 | 17.1037 | 4.9377 | 15.0384
PA | INSIG | MUNICIPAL | JOSEPH GUNDLING SEW SYS | PAG044888 | 001 | 1.0787 | 7.866% | 0.00040027 | 0.00043176 | 24.5587 | 4.0931 | 9.9727 | 30.0822 | 5.0137 | 12.2156 | 15.7259 | 0.99388 | 0.78045 | 19.8744 | 4.0931 | 9.9727 | 26.1339 | 5.3823 | 13.1136 | 13.6619 | 1.0669 | 0.83783 | 19.8744 | 6.4592 | 27.7932 | 26.1339 | 8.4935 | 36.5467 | 13.6619 | 1.6837 | 2.335
PA | INSIG | MUNICIPAL | JOSHUA HILL STP | PA0261343 | 001 | 1.0648 | 6.482% | 0.10009 | 0.10658 | 0 | 0 | 29.918 | 0 | 0 | 9161.712 | 0 | 0 | 864.5446 | 0 | 0 | 29.918 | 0 | 0 | 9711.1679 | 0 | 0 | 916.394
PA | INSIG | MUNICIPAL | JOVICH, MARK | PAG045090 | 001 | 1.0324 | 3.236% | 0.00040055 | 0.00041351 | 24.5587 | 4.0931 | 9.9727 | 30.0822 | 5.0137 | 12.2156 | 19.9213 | 1.4617 | 1.9092 | 24.5587 | 4.0931 | 9.9727 | 30.9285 | 5.1547 | 12.5593 | 20.4817 | 1.5028 | 1.963
PA | INSIG | MUNICIPAL | JULIAN SFTF | PAG045190 | 001 | 1.0356 | 3.558% | 0.00040027 | 0.00041451 | 24.5587 | 4.0931 | 9.9727 | 30.0822 | 5.0137 | 12.2156 | 17.0157 | 0.96288 | 1.0876 | 20.7013 | 4.0931 | 9.9727 | 26.1339 | 5.1673 | 12.5898 | 14.7824 | 0.99237 | 1.1209 | 20.7013 | 6.7279 | 28.9495 | 26.1339 | 8.4935 | 36.5467 | 14.7824 | 1.6312 | 3.2538
PA | INSIG | MUNICIPAL | JUNIATA CO SCHOOL DIST - EAST | PA0081817 | 001 | 0.99936 | -0.06435% | 0.016009 | 0.015998 | 37.1314 | 5.6954 | 29.918 | 1819.3021 | 279.0519 | 1465.8739 | 1076.6848 | 108.7293 | 381.5263 | 32.4378 | 5.6954 | 29.918 | 1580.5071 | 277.5025 | 1457.7348 | 935.3631 | 108.1256 | 379.4079 | 32.4378 | 9.7034 | 30.0029 | 1580.5071 | 472.7888 | 1461.8688 | 935.3631 | 184.2167 | 380.4839
PA | INSIG | MUNICIPAL | KAMPEL ENTERPRISES INC. | PA0085197 | 001 | 1.0648 | 6.482% | 0.0025014 | 0.0026635 | 51.7533 | 0.29904 | 29.918 | 396.2067 | 2.2893 | 229.0428 | 247.793 | 0.42341 | 12.697 | 42.432 | 0.29904 | 28.1584 | 344.2019 | 2.4257 | 228.417 | 215.2685 | 0.44864 | 12.6623 | 42.432 | 0.47813 | 28.1584 | 344.2019 | 3.8785 | 228.417 | 215.2685 | 0.71734 | 12.6623
PA | INSIG | MUNICIPAL | KARAFFA,MICHAEL | PAG045097 | 001 | 1.0214 | 2.139% | 0.00040055 | 0.00040912 | 24.5587 | 4.0931 | 9.9727 | 30.0822 | 5.0137 | 12.2156 | 21.5305 | 2.4306 | 3.5951 | 24.5587 | 4.0931 | 9.9727 | 30.6 | 5.1 | 12.4259 | 21.9011 | 2.4724 | 3.657
PA | INSIG | MUNICIPAL | KAREN CARTWRIGHT SFTF | PAG045061 | 001 | 1.0787 | 7.866% | 0.00040027 | 0.00043176 | 24.5587 | 4.0931 | 9.9727 | 30.0822 | 5.0137 | 12.2156 | 16.7634 | 1.0215 | 1.6142 | 19.8744 | 4.0931 | 9.9727 | 26.1339 | 5.3823 | 13.1136 | 14.5632 | 1.0966 | 1.7329 | 19.8744 | 6.4592 | 27.7932 | 26.1339 | 8.4935 | 36.5467 | 14.5632 | 1.7304 | 4.8295
PA | INSIG | MUNICIPAL | KARIVAST INC - COACH STOP INN | PA0208574 | 001 | 1.0534 | 5.342% | 0.0020011 | 0.002108 | 51.8032 | 5.0667 | 19.9454 | 317.2706 | 31.0311 | 122.1562 | 183.0875 | 11.3669 | 23.5401 | 42.9325 | 5.0667 | 19.9454 | 275.6267 | 32.5281 | 128.0492 | 159.056 | 11.9153 | 24.6757 | 42.9325 | 8.1888 | 28.4632 | 275.6267 | 52.5723 | 182.7336 | 159.056 | 19.2576 | 35.2137
PA | INSIG | MUNICIPAL | KARTHAUS-BURNSIDE WWTP | PA0229253 | 001 | 1.0324 | 3.236% | 0.11506 | 0.11879 | 3.5903 | 0.21327 | 29.918 | 1264.3545 | 75.1052 | 10535.9688 | 905.6456 | 19.2534 | 1354.2682 | 3.5903 | 0 | 29.0437 | 1298.8566 | 0 | 10507.182 | 930.3591 | 0 | 1350.568 | 13.5445 | 0 | 29.0437 | 4900.024 | 0 | 10507.182 | 3509.8424 | 0 | 1350.568
PA | INSIG | MUNICIPAL | KAUFFMAN SFTF | PA0261793 | 001 | 1.0461 | 4.605% | 0.00050034 | 0.00052338 | 24.8862 | 3.9294 | 9.9727 | 38.1041 | 6.0164 | 15.2695 | 26.6372 | 2.6612 | 4.018 | 24.8862 | 3.9294 | 9.9727 | 39.6685 | 6.2634 | 15.8964 | 27.7309 | 2.7704 | 4.183
PA | INSIG | MUNICIPAL | KEAGLE, TERRY & KATHLEEN | PAG045052 | 001 | 1.0324 | 3.236% | 0.00040027 | 0.00041323 | 24.5587 | 4.0931 | 9.9727 | 30.0822 | 5.0137 | 12.2156 | 20.4369 | 1.4617 | 1.9092 | 20.7658 | 4.0931 | 9.9727 | 26.1339 | 5.1512 | 12.5507 | 17.7545 | 1.5018 | 1.9616 | 20.7658 | 6.7489 | 29.0398 | 26.1339 | 8.4935 | 36.5467 | 17.7545 | 2.4762 | 5.7121
PA | INSIG | MUNICIPAL | KEIFFER, LEO/TERRACE HILL MHP | PA0209201 | 001 | 1.0689 | 6.893% | 0.010005 | 0.010695 | 24.9197 | 3.9872 | 29.918 | 763.11 | 122.0976 | 916.1712 | 574.4647 | 51.0482 | 184.3598 | 20.3528 | 3.9872 | 28.05 | 662.9466 | 129.8729 | 913.668 | 499.0623 | 54.2991 | 183.856 | 20.3528 | 6.3506 | 28.05 | 662.9466 | 206.8555 | 913.668 | 499.0623 | 86.485 | 183.856
PA | INSIG | MUNICIPAL | KELLIE L & ROBBIE L GREEN | PAG044915 | 001 | 1.0324 | 3.236% | 0.00040055 | 0.00041351 | 24.5587 | 4.0931 | 9.9727 | 30.0822 | 5.0137 | 12.2156 | 17.9657 | 1.776 | 3.0764 | 24.5587 | 4.0931 | 9.9727 | 30.9285 | 5.1547 | 12.5593 | 18.4711 | 1.826 | 3.163
PA | INSIG | MUNICIPAL | KELLY CROSSROADS SANI SEW SYS | PA0232513 | 001 | 1.0691 | 6.913% | 0.013537 | 0.014473 | 0 | 0 | 29.918 | 0 | 0 | 1236.8311 | 0 | 0 | 275.9885 | 0 | 0 | 29.918 | 0 | 0 | 1318.7228 | 0 | 0 | 294.262
PA | INSIG | MUNICIPAL | KENDER SUMMIT LOTS 10 | PA0266043 | 001 | 1.0461 | 4.605% | 0.00050068 | 0.00052374 | 24.9197 | 3.9872 | 9.9727 | 38.1555 | 6.1049 | 15.2695 | 28.5479 | 2.7003 | 4.018 | 24.9197 | 3.9872 | 9.9727 | 39.7492 | 6.3599 | 15.9073 | 29.7403 | 2.8131 | 4.1859
PA | INSIG | MUNICIPAL | KENNETH KLEIN SEW SYS | PAG045066 | 001 | 1.0784 | 7.837% | 0.00040027 | 0.00043164 | 24.5587 | 4.0931 | 9.9727 | 30.0822 | 5.0137 | 12.2156 | 17.8549 | 2.9147 | 5.0265 | 19.8799 | 4.0931 | 9.9727 | 26.1339 | 5.3808 | 13.11 | 15.5114 | 3.1281 | 5.3946 | 19.8799 | 6.4609 | 27.8008 | 26.1339 | 8.4935 | 36.5467 | 15.5114 | 4.9377 | 15.0384
PA | INSIG | MUNICIPAL | KEPHART, JOSHUA | PAG044850 | 001 | 0.99901 | -0.09923% | 0.00040055 | 0.00040015 | 24.5587 | 4.0931 | 9.9727 | 30.0822 | 5.0137 | 12.2156 | 17.8297 | 1.2115 | 1.7312 | 24.5587 | 4.0931 | 9.9727 | 29.9293 | 4.9882 | 12.1535 | 17.739 | 1.2054 | 1.7224
PA | INSIG | MUNICIPAL | KERSTETTER, ERNEST E - MEADOWBROOK MHP | PA0081060 | 001 | 1.0648 | 6.482% | 0.025014 | 0.026635 | 22.5613 | 3.2296 | 0 | 1727.2232 | 247.2476 | 0 | 1068.9473 | 73.5239 | 0 | 18.4978 | 3.2296 | 0 | 1500.5133 | 261.9802 | 0 | 928.6407 | 77.9049 | 0 | 18.4978 | 5.1638 | 28.1584 | 1500.5133 | 418.8823 | 2284.17 | 928.6407 | 124.5628 | 299.9085
PA | INSIG | MUNICIPAL | KETTLE CREEK STP | PA0228869 | 001 | 1.1079 | 10.79% | 0.0044024 | 0.0048773 | 49.1916 | 5.3179 | 29.918 | 662.8068 | 71.653 | 403.1153 | 493.5143 | 11.5218 | 14.3505 | 38.7643 | 5.3179 | 27.0642 | 575.8089 | 78.9921 | 402.0139 | 428.7371 | 12.7019 | 14.3113 | 38.7643 | 8.1724 | 27.0642 | 575.8089 | 121.3931 | 402.0139 | 428.7371 | 19.52 | 14.3113
PA | INSIG | MUNICIPAL | KIMBERLY J. ROBINSON SFTF | PAG044832 | 001 | 1.0787 | 7.866% | 0.00040027 | 0.00043176 | 24.5587 | 4.0931 | 9.9727 | 30.0822 | 5.0137 | 12.2156 | 19.4702 | 1.3503 | 0.84543 | 19.8744 | 4.0931 | 9.9727 | 26.1339 | 5.3823 | 13.1136 | 16.9147 | 1.4496 | 0.90757 | 19.8744 | 6.4592 | 27.7932 | 26.1339 | 8.4935 | 36.5467 | 16.9147 | 2.2875 | 2.5293
PA | INSIG | MUNICIPAL | KINGS RIVER HAVEN MHP & CMPSTE | PA0247839 | 001 | 1.0784 | 7.837% | 0.010005 | 0.01079 | 27.7805 | 4.954 | 0 | 850.715 | 151.7063 | 0 | 651.6848 | 73.0193 | 0 | 22.4908 | 4.954 | 0 | 739.0529 | 162.7913 | 0 | 566.1467 | 78.3548 | 0 | 22.4908 | 7.8215 | 27.8046 | 739.0529 | 257.0179 | 913.668 | 566.1467 | 123.708 | 271.292
PA | INSIG | MUNICIPAL | KIRK G AGUER | PA0113182 | 001 | 1.0787 | 7.866% | 0.010506 | 0.011332 | 15.9885 | 2.9605 | 9.9727 | 514.0919 | 95.1903 | 320.6599 | 318.2553 | 30.1325 | 26.1127 | 12.9405 | 2.9605 | 9.9727 | 446.6139 | 102.1738 | 344.1845 | 276.4821 | 32.3432 | 28.0284 | 12.9405 | 4.6728 | 27.797 | 446.6139 | 161.2697 | 959.3514 | 276.4821 | 51.05 | 78.1239
PA | INSIG | MUNICIPAL | KITCH INC/STARLIGHT CAMPING RE | PA0084506 | 001 | 1.0784 | 7.837% | 0.0020011 | 0.0021579 | 46.6398 | 2.6066 | 29.918 | 285.6473 | 15.9643 | 183.2342 | 147.3525 | 8.9079 | 70.8696 | 37.759 | 2.6066 | 27.8046 | 248.1542 | 17.1308 | 182.7336 | 128.0115 | 9.5588 | 70.676 | 37.759 | 4.1154 | 27.8046 | 248.1542 | 27.0464 | 182.7336 | 128.0115 | 15.0916 | 70.676
PA | INSIG | MUNICIPAL | KLAAS BAKKER INC - LAKE-IN-WOO | PA0087041 | 001 | 1.0784 | 7.837% | 0.015008 | 0.016184 | 116.7904 | 1.3971 | 9.9727 | 5364.6575 | 64.1753 | 458.0856 | 2661.8722 | 36.0549 | 188.8993 | 116.7904 | 1.3971 | 9.9727 | 5756.6495 | 68.8646 | 491.5576 | 2856.3735 | 38.6894 | 202.702 | 181.1156 | 56.7305 | 27.8046 | 8927.2655 | 2796.2721 | 1370.502 | 4429.5913 | 1570.9977 | 565.1495
PA | INSIG | MUNICIPAL | KLINE, DONALD & LINDA | PAG044890 | 001 | 1.0324 | 3.236% | 0.00040027 | 0.00041323 | 24.5587 | 4.0931 | 9.9727 | 30.0822 | 5.0137 | 12.2156 | 17.9657 | 1.776 | 3.0764 | 20.7658 | 4.0931 | 9.9727 | 26.1339 | 5.1512 | 12.5507 | 15.6077 | 1.8248 | 3.1608 | 20.7658 | 6.7489 | 29.0398 | 26.1339 | 8.4935 | 36.5467 | 15.6077 | 3.0087 | 9.204
PA | INSIG | MUNICIPAL | KLINGER, ALBERT JR & BRENDA | PAG045105 | 001 | 1.1017 | 10.17% | 0.00040055 | 0.00044128 | 24.5587 | 4.0931 | 9.9727 | 30.0822 | 5.0137 | 12.2156 | 21.31 | 2.0098 | 3.1015 | 24.5587 | 4.0931 | 9.9727 | 33.0059 | 5.501 | 13.4029 | 23.3812 | 2.2052 | 3.4029
PA | INSIG | MUNICIPAL | KNAUER SFTF | PAG045220 | 001 | 1.0324 | 3.236% | 0.00040027 | 0.00041323 | 24.5587 | 4.0931 | 9.9727 | 30.0822 | 5.0137 | 12.2156 | 19.0564 | 1.4617 | 1.9092 | 20.7658 | 4.0931 | 9.9727 | 26.1339 | 5.1512 | 12.5507 | 16.5553 | 1.5018 | 1.9616 | 20.7658 | 6.7489 | 29.0398 | 26.1339 | 8.4935 | 36.5467 | 16.5553 | 2.4762 | 5.7121
PA | INSIG | MUNICIPAL | KNISLEY, WILLIAM | PAG043624 | 001 | 1.0356 | 3.558% | 0.00040055 | 0.0004148 | 24.5587 | 4.0931 | 9.9727 | 30.0822 | 5.0137 | 12.2156 | 13.9728 | 1.1252 | 1.1312 | 24.5587 | 4.0931 | 9.9727 | 31.0249 | 5.1708 | 12.5984 | 14.4107 | 1.1604 | 1.1666
PA | INSIG | MUNICIPAL | KNITTLE ENTERPRISE | PA0033316 | 001 | 1.0375 | 3.75% | 0.013007 | 0.013495 | 20.3594 | 5.8811 | 29.918 | 810.4991 | 234.1221 | 1191.0226 | 616.7499 | 117.4085 | 322.5669 | 17.1319 | 5.8811 | 28.8998 | 704.1156 | 241.709 | 1187.7684 | 535.7973 | 121.2132 | 321.6856 | 17.1319 | 9.6508 | 28.8998 | 704.1156 | 396.6453 | 1187.7684 | 535.7973 | 198.9113 | 321.6856
PA | INSIG | MUNICIPAL | KNOXVILLE BORO | PA0114979 | 001 | 1.0534 | 5.342% | 0.070038 | 0.07378 | 18.7197 | 1.0068 | 29.918 | 4012.7376 | 215.8075 | 6413.1984 | 2063.8541 | 61.6185 | 443.3997 | 15.5142 | 1.0068 | 28.4632 | 3486.0384 | 226.2184 | 6395.676 | 1792.9591 | 64.5911 | 442.1882 | 15.5142 | 1.6271 | 28.4632 | 3486.0384 | 365.617 | 6395.676 | 1792.9591 | 104.3929 | 442.1882
PA | INSIG | MUNICIPAL | KOCHER, LARRY | PAG044845 | 001 | 1.0306 | 3.06% | 0.00040027 | 0.00041252 | 24.5587 | 4.0931 | 9.9727 | 30.0822 | 5.0137 | 12.2156 | 21.254 | 2.3133 | 3.3423 | 20.8012 | 4.0931 | 9.9727 | 26.1339 | 5.1425 | 12.5293 | 18.4644 | 2.3727 | 3.4281 | 20.8012 | 6.7604 | 29.0893 | 26.1339 | 8.4935 | 36.5467 | 18.4644 | 3.9189 | 9.9995
PA | INSIG | MUNICIPAL | KOHLER CHARLES JR | PAG044837 | 001 | 1.0689 | 6.893% | 0.00040027 | 0.00042787 | 24.5587 | 4.0931 | 9.9727 | 30.0822 | 5.0137 | 12.2156 | 16.0123 | 1.9116 | 2.158 | 20.0553 | 4.0931 | 9.9727 | 26.1339 | 5.3337 | 12.9953 | 13.9107 | 2.0336 | 2.2957 | 20.0553 | 6.518 | 28.0462 | 26.1339 | 8.4935 | 36.5467 | 13.9107 | 3.2383 | 6.4562
PA | INSIG | MUNICIPAL | KRATZER RUN SEWER AUTH | PA0208647 | 001 | 1.0338 | 3.377% | 0.080044 | 0.082747 | 5.8042 | 0.72975 | 29.918 | 1421.9303 | 178.7766 | 7329.3696 | 806.1485 | 68.959 | 1635.9578 | 4.9018 | 0.72975 | 29.0041 | 1235.3082 | 183.906 | 7309.344 | 700.345 | 70.9376 | 1631.488 | 4.9018 | 1.2017 | 29.0041 | 1235.3082 | 302.8364 | 7309.344 | 700.345 | 116.8123 | 1631.488
PA | INSIG | MUNICIPAL | KREAMER MUN AUTH | PA0021652 | 001 | 1.0328 | 3.284% | 0.16509 | 0.17051 | 14.4991 | 1.9329 | 29.918 | 7326.0164 | 976.6685 | 15116.8248 | 5474.0412 | 321.2206 | 2454.6171 | 13.2417 | 1.9329 | 29.0302 | 6876.4534 | 1003.788 | 15075.522 | 5138.1251 | 330.1401 | 2447.9105 | 13.2417 | 3.186 | 29.0302 | 6876.4534 | 1654.5075 | 15075.522 | 5138.1251 | 544.158 | 2447.9105
PA | INSIG | MUNICIPAL | LACEYVILLE BORO JOINT MUN AUTH | PA0062596 | 001 | 1.0284 | 2.841% | 0.080044 | 0.082318 | 41.451 | 10.0568 | 0 | 10154.7452 | 2463.7315 | 0 | 7357.7009 | 1031.5542 | 0 | 35.1886 | 10.0568 | 0 | 8821.9631 | 2521.2917 | 0 | 6392.023 | 1055.6544 | 0 | 35.1886 | 16.6488 | 29.1551 | 8821.9631 | 4173.9294 | 7309.344 | 6392.023 | 1747.6069 | 1588.2272
PA | INSIG | MUNICIPAL | LACKAWANNA TRAIL SCHOOL DIST/H | PA0060950 | 001 | 1.0284 | 2.841% | 0.013808 | 0.0142 | 24.9197 | 3.9872 | 0 | 1053.0918 | 168.4947 | 0 | 537.4714 | 73.8588 | 0 | 21.1546 | 3.9872 | 0 | 914.8663 | 172.4312 | 0 | 466.9246 | 75.5844 | 0 | 21.1546 | 6.6008 | 29.1551 | 914.8663 | 285.4605 | 1260.8618 | 466.9246 | 125.1302 | 325.8044
PA | INSIG | MUNICIPAL | LAKE BONIN WTP | PA0228966 | 001 | 1.0689 | 6.893% | 0.0070038 | 0.0074866 | 84.4879 | 4.3261 | 29.918 | 1811.0737 | 92.7331 | 641.3198 | 538.2945 | 3.1363 | 4.3043 | 69.004 | 4.3261 | 28.05 | 1573.3579 | 98.6385 | 639.5676 | 467.6397 | 3.336 | 4.2925 | 69.004 | 6.8904 | 28.05 | 1573.3579 | 157.1067 | 639.5676 | 467.6397 | 5.3135 | 4.2925
PA | INSIG | MUNICIPAL | LAKE LEHMAN SCHOOL DISTRICT | PA0035009 | 001 | 1.0463 | 4.634% | 0.01801 | 0.018844 | 24.9197 | 3.9872 | 29.918 | 1373.598 | 219.7757 | 1649.1082 | 910.8935 | 90.6944 | 357.8678 | 20.7922 | 3.9872 | 28.6556 | 1193.3039 | 228.831 | 1644.6024 | 791.3325 | 94.4312 | 356.8901 | 20.7922 | 6.4877 | 28.6556 | 1193.3039 | 372.3398 | 1644.6024 | 791.3325 | 153.6528 | 356.8901
PA | INSIG | MUNICIPAL | LAKE MEADE MUN AUTH | PA0045004 | 001 | 1.0079 | 0.7922% | 0.35019 | 0.35297 | 3.2043 | 0.31809 | 0 | 3434.3836 | 340.9315 | 0 | 2063.0498 | 64.2738 | 0 | 2.7758 | 0.31809 | 0 | 2983.9227 | 341.9445 | 0 | 1792.4559 | 64.4648 | 0 | 2.7758 | 0.53711 | 29.7479 | 2983.9227 | 577.3853 | 31978.38 | 1792.4559 | 108.8511 | 1964.8816
PA | INSIG | MUNICIPAL | LAKE WINOLA MUN AUTH WWTP | PA0061077 | 001 | 1.0284 | 2.841% | 0.087548 | 0.090036 | 24.9197 | 3.9872 | 0 | 6677.2125 | 1068.354 | 0 | 4641.744 | 410.095 | 0 | 21.1546 | 3.9872 | 0 | 5800.7828 | 1093.314 | 0 | 4032.4834 | 419.6761 | 0 | 21.1546 | 6.6008 | 29.1551 | 5800.7828 | 1809.9852 | 7994.595 | 4032.4834 | 694.7752 | 1507.5895
PA | INSIG | MUNICIPAL | LANCASTER CO CAREER & TECH CEN | PA0081515 | 001 | 1.0784 | 7.837% | 0.0043024 | 0.0046395 | 47.0634 | 6.0934 | 0 | 619.7201 | 80.2361 | 0 | 392.1101 | 45.0782 | 0 | 38.1019 | 6.0934 | 0 | 538.3776 | 86.0989 | 0 | 340.643 | 48.372 | 0 | 38.1019 | 9.6203 | 27.8046 | 538.3776 | 135.9345 | 392.8772 | 340.643 | 76.3706 | 162.0095
PA | INSIG | MUNICIPAL | LANCASTER FAMILY YMCA | PA0260134 | 001 | 1.026 | 2.596% | 0.0040022 | 0.0041061 | 57.2157 | 1.9936 | 19.9454 | 700.8402 | 24.4195 | 244.3123 | 475.7829 | 6.0025 | 26.2766 | 48.6872 | 1.9936 | 19.9454 | 608.8502 | 24.9304 | 249.4234 | 413.3331 | 6.1281 | 26.8263 | 48.6872 | 3.3083 | 29.2249 | 608.8502 | 41.3711 | 365.4672 | 413.3331 | 10.1693 | 39.3072
PA | INSIG | MUNICIPAL | LANDISBURG MUN AUTH | PA0082651 | 001 | 1.0797 | 7.973% | 0.030016 | 0.032409 | 13.7311 | 1.8337 | 29.918 | 1261.4466 | 168.4603 | 2748.5136 | 877.7405 | 57.2267 | 564.7254 | 13.7311 | 1.8337 | 27.7696 | 1355.3251 | 180.9973 | 2741.004 | 943.0631 | 61.4856 | 563.1824 | 15.3312 | 5.6741 | 27.7696 | 1513.2684 | 560.0611 | 2741.004 | 1052.9633 | 190.2553 | 563.1824
PA | INSIG | MUNICIPAL | LANDON, HAROLD L | PAG045028 | 001 | 1.0534 | 5.342% | 0.00040027 | 0.00042165 | 24.5587 | 4.0931 | 9.9727 | 30.0822 | 5.0137 | 12.2156 | 13.85 | 1.9884 | 3.0714 | 20.3507 | 4.0931 | 9.9727 | 26.1339 | 5.2563 | 12.8067 | 12.0321 | 2.0846 | 3.22 | 20.3507 | 6.614 | 28.4593 | 26.1339 | 8.4935 | 36.5467 | 12.0321 | 3.3685 | 9.1891
PA | INSIG | MUNICIPAL | LANTZ SINGLE RES SEWAGE SYSTEM | PAG045155 | 001 | 1.0214 | 2.139% | 0.00040027 | 0.00040884 | 24.5587 | 4.0931 | 9.9727 | 30.0822 | 5.0137 | 12.2156 | 23.8652 | 2.0592 | 3.521 | 20.9887 | 4.0931 | 9.9727 | 26.1339 | 5.0965 | 12.4174 | 20.7329 | 2.0932 | 3.5792 | 20.9887 | 6.8213 | 29.3515 | 26.1339 | 8.4935 | 36.5467 | 20.7329 | 3.4884 | 10.5341
PA | INSIG | MUNICIPAL | LAPORTE PA STATE POLICE BARRACK SEW SYS | PAG045250 | 001 | 1.0787 | 7.866% | 0.0015508 | 0.0016727 | 44.6522 | 7.442 | 9.9727 | 150.411 | 25.0685 | 33.5929 | 90.0602 | 8.5853 | 8.3191 | 25.6495 | 7.442 | 9.9727 | 130.6694 | 37.9129 | 50.805 | 78.2398 | 12.9842 | 12.5816 | 25.6495 | 8.3361 | 35.8693 | 130.6694 | 42.4674 | 182.7336 | 78.2398 | 14.544 | 45.253
PA | INSIG | MUNICIPAL | LAROY BECKWITH PROP | PAG045115 | 001 | 1.0784 | 7.837% | 0.00040027 | 0.00043164 | 24.5587 | 4.0931 | 9.9727 | 30.0822 | 5.0137 | 12.2156 | 15.0973 | 2.7629 | 5.1087 | 19.8799 | 4.0931 | 9.9727 | 26.1339 | 5.3808 | 13.11 | 13.1158 | 2.9651 | 5.4828 | 19.8799 | 6.4609 | 27.8008 | 26.1339 | 8.4935 | 36.5467 | 13.1158 | 4.6804 | 15.2843
PA | INSIG | MUNICIPAL | LAUREL LAKE FACILITY | PA0060461 | 001 | 1.0261 | 2.614% | 0.070038 | 0.071869 | 4.6311 | 0.9917 | 29.918 | 992.7123 | 212.5808 | 6413.1984 | 428.6687 | 82.3201 | 1273.9414 | 4.6311 | 0.9917 | 29.2199 | 1013.6549 | 217.0655 | 6395.676 | 437.712 | 84.0567 | 1270.4606 | 21.2016 | 6.6154 | 29.2199 | 4640.6262 | 1447.9882 | 6395.676 | 2003.8948 | 560.7207 | 1270.4606
PA | INSIG | MUNICIPAL | LAWRENCE TWP MUN AUTH | PA0209384 | 001 | 1.0534 | 5.342% | 0.13007 | 0.13702 | 8.8414 | 0.87629 | 29.918 | 3519.7359 | 348.8479 | 11910.2256 | 1909.0163 | 138.9196 | 2724.0521 | 7.3275 | 0.87629 | 28.4632 | 3057.7749 | 365.6769 | 11877.684 | 1658.4603 | 145.6213 | 2716.6094 | 7.3275 | 1.4161 | 28.4632 | 3057.7749 | 590.9343 | 11877.684 | 1658.4603 | 235.3242 | 2716.6094
PA | INSIG | MUNICIPAL | LAWRENCEVILLE BORO AUTH | PA0111929 | 001 | 1.0534 | 5.342% | 0.10005 | 0.1054 | 45.1311 | 4.7453 | 29.918 | 13820.3555 | 1453.1494 | 9161.712 | 7495.8137 | 578.679 | 2095.4247 | 37.4026 | 4.7453 | 28.4632 | 12006.2282 | 1523.2515 | 9136.68 | 6511.8766 | 606.5953 | 2089.6995 | 37.4026 | 7.6701 | 28.4632 | 12006.2282 | 2462.0971 | 9136.68 | 6511.8766 | 980.4662 | 2089.6995
PA | INSIG | MUNICIPAL | LEBANON VALLEY MOBILE HOME COMMUNITY | PA0039551 | 001 | 1.026 | 2.596% | 0.012007 | 0.012318 | 28.4284 | 4.027 | 9.9727 | 1044.6671 | 147.9823 | 366.4685 | 748.1156 | 69.1068 | 98.0755 | 24.1909 | 4.027 | 9.9727 | 907.5474 | 151.0781 | 374.1352 | 649.9203 | 70.5526 | 100.1273 | 24.1909 | 6.6827 | 29.2249 | 907.5474 | 250.7088 | 1096.4016 | 649.9203 | 117.0795 | 293.4226
PA | INSIG | MUNICIPAL | LEGGETT & PLATT INC | PA0060780 | 001 | 1.0463 | 4.634% | 0.021012 | 0.021985 | 6.9775 | 1.4374 | 29.918 | 448.7087 | 92.434 | 1923.9595 | 334.0197 | 38.1446 | 417.5125 | 5.8218 | 1.4374 | 28.6556 | 389.8126 | 96.2425 | 1918.7028 | 290.1773 | 39.7162 | 416.3717 | 5.8218 | 2.3388 | 28.6556 | 389.8126 | 156.5999 | 1918.7028 | 290.1773 | 64.6238 | 416.3717
PA | INSIG | MUNICIPAL | LEISURE EQUITIES CORP | PA0070009 | 001 | 1.1017 | 10.17% | 0.10005 | 0.11023 | 24.9197 | 3.9872 | 29.918 | 7631.1 | 1220.976 | 9161.712 | 5860.0376 | 489.4532 | 2326.1204 | 19.7474 | 3.9872 | 27.2157 | 6629.4661 | 1338.5453 | 9136.68 | 5090.8677 | 536.5833 | 2319.7649 | 19.7474 | 6.1617 | 27.2157 | 6629.4661 | 2068.5546 | 9136.68 | 5090.8677 | 829.2224 | 2319.7649
PA | INSIG | MUNICIPAL | LENKER ESTATES HOMEOWNERS ASSO | PA0246816 | 001 | 1.0388 | 3.877% | 0.045425 | 0.047186 | 22.7368 | 4.6949 | 9.9727 | 3161.0275 | 652.7155 | 1386.4724 | 2417.4039 | 275.2098 | 362.8087 | 19.109 | 4.6949 | 9.9727 | 2746.1211 | 674.6917 | 1433.1534 | 2100.1031 | 284.4758 | 375.024 | 19.109 | 7.6949 | 28.8645 | 2746.1211 | 1105.8182 | 4148.0527 | 2100.1031 | 466.2553 | 1085.4522
PA | INSIG | MUNICIPAL | LENKER, JOHN | PAG045056 | 001 | 1.0328 | 3.284% | 0.00040055 | 0.0004137 | 24.5587 | 4.0931 | 9.9727 | 30.0822 | 5.0137 | 12.2156 | 20.4078 | 1.649 | 1.9835 | 24.5587 | 4.0931 | 9.9727 | 30.9429 | 5.1571 | 12.5651 | 20.9917 | 1.6962 | 2.0403
PA | INSIG | MUNICIPAL | LENKER, MARILYN M | PAG044950 | 001 | 1.0375 | 3.75% | 0.00040055 | 0.00041557 | 24.5587 | 4.0931 | 9.9727 | 30.0822 | 5.0137 | 12.2156 | 21.9969 | 1.8574 | 3.53 | 24.5587 | 4.0931 | 9.9727 | 31.0825 | 5.1804 | 12.6218 | 22.7283 | 1.9191 | 3.6474
PA | INSIG | MUNICIPAL | LERAYSVILLE BORO | PA0209520 | 001 | 1.0689 | 6.893% | 0.035019 | 0.037433 | 17.3043 | 2.9804 | 29.918 | 1854.6625 | 319.4378 | 3206.5992 | 1262.4938 | 133.555 | 645.2591 | 14.133 | 2.9804 | 28.05 | 1611.2254 | 339.7801 | 3197.838 | 1096.7828 | 142.0599 | 643.4961 | 14.133 | 4.747 | 28.05 | 1611.2254 | 541.1856 | 3197.838 | 1096.7828 | 226.2663 | 643.4961
PA | INSIG | MUNICIPAL | LESLIE, ROBERT G & JANET E. | PAG045020 | 001 | 1.0306 | 3.06% | 0.00040027 | 0.00041252 | 24.5587 | 4.0931 | 9.9727 | 30.0822 | 5.0137 | 12.2156 | 20.3557 | 2.0481 | 2.4779 | 20.8012 | 4.0931 | 9.9727 | 26.1339 | 5.1425 | 12.5293 | 17.684 | 2.1007 | 2.5415 | 20.8012 | 6.7604 | 29.0893 | 26.1339 | 8.4935 | 36.5467 | 17.684 | 3.4695 | 7.4133
PA | INSIG | MUNICIPAL | LETTERKENNY TWP MUN AUTH | PA0082201 | 001 | 1.0466 | 4.663% | 0.042023 | 0.043983 | 10.6889 | 0.52626 | 0 | 1374.7562 | 67.6849 | 0 | 891.0562 | 26.328 | 0 | 8.9157 | 0.52626 | 0 | 1194.2744 | 70.4931 | 0 | 774.0759 | 27.4203 | 0 | 8.9157 | 0.85614 | 28.6477 | 1194.2744 | 114.6807 | 3837.4056 | 774.0759 | 44.6083 | 745.2142
PA | INSIG | MUNICIPAL | LEWIS TWP MUN AUTH | PA0114049 | 001 | 1.0691 | 6.913% | 0.033518 | 0.035836 | 5.4175 | 1.4858 | 29.918 | 555.7552 | 152.4197 | 3069.1735 | 373.1566 | 56.7557 | 577.2509 | 4.4239 | 1.4858 | 28.0448 | 482.8174 | 162.1564 | 3060.7878 | 324.1832 | 60.3812 | 575.6738 | 4.4239 | 2.3667 | 28.0448 | 482.8174 | 258.303 | 3060.7878 | 324.1832 | 96.1828 | 575.6738
PA | INSIG | MUNICIPAL | LEWIS TWP SFTF | PA0233927 | 001 | 1.0306 | 3.06% | 0.0020011 | 0.0020623 | 24.9197 | 3.9872 | 9.9727 | 152.622 | 24.4195 | 61.0781 | 102.4664 | 11.2671 | 16.7116 | 21.1097 | 3.9872 | 9.9727 | 132.5893 | 25.0432 | 62.638 | 89.0169 | 11.5549 | 17.1384 | 21.1097 | 6.5867 | 29.0932 | 132.5893 | 41.3711 | 182.7336 | 89.0169 | 19.0885 | 49.9977
PA | INSIG | MUNICIPAL | LEWIS, SCOTT | PAG044885 | 001 | 1.0787 | 7.866% | 0.00040027 | 0.00043176 | 24.5587 | 4.0931 | 9.9727 | 30.0822 | 5.0137 | 12.2156 | 13.9738 | 0.9734 | 0.74068 | 19.8744 | 4.0931 | 9.9727 | 26.1339 | 5.3823 | 13.1136 | 12.1397 | 1.045 | 0.79513 | 19.8744 | 6.4592 | 27.7932 | 26.1339 | 8.4935 | 36.5467 | 12.1397 | 1.649 | 2.216
PA | INSIG | MUNICIPAL | LEWISBERRY AREA JOINT SEW AUTH | PA0081922 | 001 | 2.4321 | 143.2% | 0.10005 | 0.24334 | 35.6452 | 1.3656 | 0 | 10915.5254 | 418.1843 | 0 | 6612.0158 | 77.3432 | 0 | 12.7955 | 0.95598 | 0 | 9482.7882 | 708.4799 | 0 | 5744.1436 | 131.0334 | 0 | 12.7955 | 0.95598 | 12.3285 | 9482.7882 | 708.4799 | 9136.68 | 5744.1436 | 131.0334 | 506.4926
PA | INSIG | MUNICIPAL | LIBERTY AREA MUN AUTH | PA0228893 | 001 | 1.0534 | 5.342% | 0.090049 | 0.094859 | 9.9846 | 1.1148 | 29.918 | 2751.8128 | 307.2519 | 8245.5408 | 2003.012 | 113.4634 | 1411.6443 | 8.2751 | 1.1148 | 28.4632 | 2390.665 | 322.0742 | 8223.012 | 1740.1368 | 118.9371 | 1407.7873 | 8.2751 | 1.8011 | 28.4632 | 2390.665 | 520.3449 | 8223.012 | 1740.1368 | 192.1554 | 1407.7873
PA | INSIG | MUNICIPAL | Liberty Mobile Home Park | PA0061468 | 001 | 1.0261 | 2.614% | 0.030016 | 0.030801 | 18.0818 | 2.4082 | 29.918 | 1661.1378 | 221.2409 | 2748.5136 | 763.426 | 85.6736 | 545.9749 | 15.3839 | 2.4082 | 29.2199 | 1443.1022 | 225.9082 | 2741.004 | 663.2212 | 87.481 | 544.4831 | 15.3839 | 3.9957 | 29.2199 | 1443.1022 | 374.8221 | 2741.004 | 663.2212 | 145.1466 | 544.4831
PA | INSIG | MUNICIPAL | LIBERTY TWP | PA0209261 | 001 | 1.1057 | 10.57% | 0.013007 | 0.014381 | 42.8919 | 2.781 | 29.918 | 1707.5044 | 110.712 | 1191.0226 | 1119.1073 | 48.9982 | 334.3222 | 33.8677 | 2.781 | 27.1184 | 1483.3828 | 121.8078 | 1187.7684 | 972.2168 | 53.9089 | 333.4088 | 33.8677 | 4.2824 | 27.1184 | 1483.3828 | 187.5662 | 1187.7684 | 972.2168 | 83.0118 | 333.4088
PA | INSIG | MUNICIPAL | LINCOLN UNIV-COMM SYS OF HIGHE | PA0050733 | 001 | 1.0724 | 7.242% | 0.1801 | 0.19314 | 6.9128 | 1.0915 | 0 | 3810.411 | 601.6438 | 0 | 3986.3871 | 718.7893 | 0 | 5.6275 | 1.0915 | 0 | 3310.225 | 642.0432 | 0 | 3463.1011 | 767.0548 | 0 | 5.6275 | 1.7328 | 27.9589 | 3310.225 | 1019.2803 | 16446.024 | 3463.1011 | 1217.7434 | 15386.0559
PA | INSIG | MUNICIPAL | LITCHFIELD TWP STP | PAG045278 | 001 | 1.0689 | 6.893% | 0.00040027 | 0.00042787 | 24.5587 | 4.0931 | 9.9727 | 30.0822 | 5.0137 | 12.2156 | 20.3755 | 2.3938 | 3.0337 | 20.0553 | 4.0931 | 9.9727 | 26.1339 | 5.3337 | 12.9953 | 17.7012 | 2.5466 | 3.2273 | 20.0553 | 6.518 | 28.0462 | 26.1339 | 8.4935 | 36.5467 | 17.7012 | 4.0553 | 9.0762
PA | INSIG | MUNICIPAL | LITTLE THOMAS E | PAG042230 | 001 | 1.0665 | 6.65% | 0.00040055 | 0.00042719 | 24.9197 | 3.9872 | 9.9727 | 30.5244 | 4.8839 | 12.2156 | 13.9526 | 1.9407 | 2.7246 | 24.9197 | 3.9872 | 9.9727 | 32.4211 | 5.1874 | 12.9747 | 14.8195 | 2.0613 | 2.8939
PA | INSIG | MUNICIPAL | LITTLE WASHINGTON WASTEWATER C | PA0060551 | 001 | 1.0284 | 2.841% | 0.1751 | 0.18007 | 24.9197 | 3.9872 | 29.918 | 13354.425 | 2136.708 | 16032.996 | 10036.7304 | 887.6798 | 3653.4224 | 21.1546 | 3.9872 | 29.1551 | 11601.5656 | 2186.628 | 15989.19 | 8719.341 | 908.4187 | 3643.4404 | 21.1546 | 6.6008 | 29.1551 | 11601.5656 | 3619.9705 | 15989.19 | 8719.341 | 1503.8905 | 3643.4404
PA | INSIG | MUNICIPAL | LITTLE WASHINGTON WASTEWATER C | PA0060593 | 001 | 1.0463 | 4.634% | 0.087548 | 0.091605 | 24.9197 | 1.9936 | 29.918 | 6677.2125 | 534.177 | 8016.498 | 3734.0355 | 139.6411 | 686.2033 | 20.7922 | 1.9936 | 28.6556 | 5800.7828 | 556.1864 | 7994.595 | 3243.9178 | 145.3947 | 684.3284 | 20.7922 | 6.4877 | 28.6556 | 5800.7828 | 1809.9852 | 7994.595 | 3243.9178 | 473.1547 | 684.3284
PA | INSIG | MUNICIPAL | Little Washington Wastewater Company | PA0246484 | 001 | 1.0294 | 2.943% | 0.09686 | 0.099711 | 29.6007 | 0.27671 | 29.918 | 9970.9784 | 93.2093 | 10077.8832 | 7490.3856 | 66.441 | 5003.371 | 28.5246 | 0.27671 | 26.4766 | 8662.2195 | 84.0295 | 8040.2784 | 6507.2213 | 59.8976 | 3991.7605 | 28.5246 | 0.52001 | 26.4766 | 8662.2195 | 157.9135 | 8040.2784 | 6507.2213 | 112.5631 | 3991.7605
PA | INSIG | MUNICIPAL | LITTLE WASHINGTON WSTWTR CO INC | PA0248169 | 001 | 1.0294 | 2.943% | 0.01681 | 0.017304 | 19.9358 | 3.1897 | 29.918 | 1068.354 | 170.9366 | 1603.2996 | 674.0829 | 121.8463 | 795.9908 | 17.6111 | 3.1897 | 24.2715 | 928.1252 | 168.1024 | 1279.1352 | 585.6049 | 119.826 | 635.0528 | 17.6111 | 5.4951 | 24.2715 | 928.1252 | 289.5976 | 1279.1352 | 585.6049 | 206.4297 | 635.0528
PA | INSIG | MUNICIPAL | LIVERPOOL MUN AUTH | PA0041581 | 001 | 1.0212 | 2.124% | 0.1751 | 0.17882 | 4.4208 | 2.9136 | 0 | 2369.075 | 1561.3994 | 0 | 1903.4949 | 694.7813 | 0 | 3.7792 | 2.9136 | 0 | 2058.1177 | 1586.7327 | 0 | 1653.6482 | 706.054 | 0 | 3.7792 | 4.8574 | 29.3599 | 2058.1177 | 2645.2934 | 15989.19 | 1653.6482 | 1177.0855 | 3906.9777
PA | INSIG | MUNICIPAL | LLEWELLYNS MNFCTRD HOME COMMUNITY INC | PA0030171 | 001 | 1.0648 | 6.482% | 0.020011 | 0.021308 | 38.7851 | 5.1534 | 29.918 | 2375.4088 | 315.6223 | 1832.3424 | 1277.5587 | 58.3744 | 101.576 | 31.7995 | 5.1534 | 28.1584 | 2063.6202 | 334.429 | 1827.336 | 1109.8704 | 61.8527 | 101.2985 | 31.7995 | 8.2398 | 28.1584 | 2063.6202 | 534.7214 | 1827.336 | 1109.8704 | 98.8968 | 101.2985
PA | INSIG | MUNICIPAL | LOCUST TWP MUN AUTH | PA0113956 | 001 | 1.0214 | 2.139% | 0.010005 | 0.01022 | 12.3301 | 1.427 | 29.918 | 377.5816 | 43.6994 | 916.1712 | 292.8471 | 17.9481 | 264.0751 | 10.5393 | 1.427 | 29.3555 | 328.026 | 44.4151 | 913.668 | 254.4124 | 18.2421 | 263.3536 | 10.5393 | 2.3793 | 29.3555 | 328.026 | 74.0543 | 913.668 | 254.4124 | 30.4154 | 263.3536
PA | INSIG | MUNICIPAL | LOCUST TWP MUN AUTH | PA0228273 | 001 | 1.0214 | 2.139% | 0.050027 | 0.051098 | 8.8337 | 1.3568 | 29.918 | 1352.5667 | 207.7408 | 4580.856 | 1005.6497 | 85.3228 | 1320.3757 | 7.5504 | 1.3568 | 29.3555 | 1175.0066 | 211.143 | 4568.34 | 873.6316 | 86.7202 | 1316.7681 | 7.5504 | 2.2613 | 29.3555 | 1175.0066 | 351.9128 | 4568.34 | 873.6316 | 144.5368 | 1316.7681
PA | INSIG | MUNICIPAL | LOCUST WOOD MHP | PA0081141 | 001 | 1.0784 | 7.837% | 0.010005 | 0.01079 | 15.1412 | 1.1563 | 0 | 463.6656 | 35.4083 | 0 | 260.0467 | 19.5208 | 0 | 12.2581 | 1.1563 | 0 | 402.8064 | 37.9956 | 0 | 225.9138 | 20.9472 | 0 | 12.2581 | 1.8255 | 27.8046 | 402.8064 | 59.9881 | 913.668 | 225.9138 | 33.0719 | 342.8538
PA | INSIG | MUNICIPAL | LOG CABIN COURT MOBILE HOME PARK | PA0262137 | 001 | 1.0784 | 7.837% | 0.014038 | 0.015138 | 0 | 0 | 29.918 | 0 | 0 | 1282.6397 | 0 | 0 | 528.918 | 0 | 0 | 29.918 | 0 | 0 | 1379.3763 | 0 | 0 | 568.809
PA | INSIG | MUNICIPAL | LOGANTON BORO AUTH | PA0209031 | 001 | 1.1079 | 10.79% | 0.050027 | 0.055424 | 8.2036 | 4.6151 | 19.9454 | 1256.0791 | 706.6399 | 3053.904 | 700.7783 | 301.8471 | 824.0971 | 6.4647 | 4.6151 | 19.9454 | 1091.2101 | 779.0185 | 3366.7046 | 608.7964 | 332.7642 | 908.5065 | 6.4647 | 7.0924 | 27.0642 | 1091.2101 | 1197.176 | 4568.34 | 608.7964 | 511.3837 | 1232.7682
PA | INSIG | MUNICIPAL | LOGUE RES STP | PA0261254 | 001 | 1.0356 | 3.558% | 0.00040022 | 0.00041446 | 24.9197 | 3.9872 | 9.9727 | 30.5244 | 4.8839 | 12.2156 | 17.0592 | 1.6285 | 4.5621 | 21.0083 | 3.9872 | 9.9727 | 26.5179 | 5.0328 | 12.5881 | 14.82 | 1.6782 | 4.7012 | 21.0083 | 6.5551 | 28.9535 | 26.5179 | 8.2742 | 36.5467 | 14.82 | 2.759 | 13.649
PA | INSIG | MUNICIPAL | LOMBARDI DOMENIC | PAG045283 | 001 | 1.0324 | 3.236% | 0.00040055 | 0.00041351 | 24.9197 | 3.9872 | 9.9727 | 30.5244 | 4.8839 | 12.2156 | 19.951 | 1.4238 | 1.9092 | 24.9197 | 3.9872 | 9.9727 | 31.3831 | 5.0213 | 12.5593 | 20.5123 | 1.4639 | 1.963
PA | INSIG | MUNICIPAL | LONG SEW SYS STP | PAG045118 | 001 | 1.0375 | 3.75% | 0.00040027 | 0.00041528 | 24.5587 | 4.0931 | 9.9727 | 30.0822 | 5.0137 | 12.2156 | 22.7132 | 2.2972 | 3.4783 | 20.6629 | 4.0931 | 9.9727 | 26.1339 | 5.1769 | 12.6132 | 19.7321 | 2.372 | 3.5915 | 20.6629 | 6.7154 | 28.8958 | 26.1339 | 8.4935 | 36.5467 | 19.7321 | 3.8916 | 10.4063
PA | INSIG | MUNICIPAL | LOWER MAHANOY TWP MUN AUTH | PA0228231 | 001 | 1.0306 | 3.06% | 0.085047 | 0.087649 | 1.3813 | 0.87872 | 29.918 | 359.5517 | 228.7254 | 7787.4552 | 286.5463 | 87.2292 | 2309.2526 | 1.1703 | 0.87872 | 29.0932 | 312.407 | 234.5671 | 7766.178 | 248.9741 | 89.457 | 2302.9432 | 1.1703 | 1.4524 | 29.0932 | 312.407 | 387.6988 | 7766.178 | 248.9741 | 147.857 | 2302.9432
PA | INSIG | MUNICIPAL | LOWER MARSH CREEK PRESBYTERIAN | PA0085413 | 001 | 1.0294 | 2.943% | 0.00080044 | 0.00082399 | 24.9197 | 3.9872 | 29.918 | 61.0488 | 9.7678 | 73.2937 | 43.3459 | 6.9626 | 36.3882 | 21.1338 | 3.9872 | 29.1264 | 53.0357 | 10.0059 | 73.0934 | 37.6565 | 7.1323 | 36.2887 | 21.1338 | 6.5943 | 29.1264 | 53.0357 | 16.5484 | 73.0934 | 37.6565 | 11.796 | 36.2887
PA | INSIG | MUNICIPAL | LOWER PAXTON WET WEATHER STP | PA0088633 | 001 | 1.0388 | 3.877% | 0 | 0 |  |  |  | 0 | 0 | 0 | 0 | 0 | 0
PA | INSIG | MUNICIPAL | LOYALSOCK TWP/BRANDIWOOD SUBDI | PAG045209 | 001 | 1.0375 | 3.75% | 0.0004011 | 0.00041614 | 24.5587 | 4.0931 | 9.9727 | 30.0822 | 5.0137 | 12.2156 | 19.6463 | 2.5143 | 3.3084 | 24.5587 | 4.0931 | 9.9727 | 31.1251 | 5.1875 | 12.6391 | 20.3274 | 2.6015 | 3.4231
PA | INSIG | MUNICIPAL | LOYSVILLE VILLAGE MUN AUTH | PA0043494 | 001 | 1.1666 | 16.66% | 0.11006 | 0.12839 | 17.3816 | 0.98235 | 0 | 5854.9973 | 330.9041 | 0 | 4040.2207 | 112.4096 | 0 | 13.0084 | 0.98235 | 0 | 5086.6037 | 384.1233 | 0 | 3509.9933 | 130.4884 | 0 | 13.0084 | 1.4344 | 25.7026 | 5086.6037 | 560.8886 | 10050.348 | 3509.9933 | 190.5364 | 2065.0023
PA | INSIG | MUNICIPAL | LUPFER, CHARLES - CREEKVIEW FA | PA0084051 | 001 | 1.0797 | 7.973% | 0.10005 | 0.10803 | 6.8319 | 1.2906 | 29.918 | 2092.125 | 395.216 | 9161.712 | 1609.6307 | 157.4661 | 2267.0377 | 5.5241 | 1.2906 | 27.7696 | 1817.5344 | 424.6285 | 9136.68 | 1398.3673 | 169.185 | 2260.8436 | 5.5241 | 2.0354 | 27.7696 | 1817.5344 | 669.6945 | 9136.68 | 1398.3673 | 266.8267 | 2260.8436
PA | INSIG | MUNICIPAL | LUSCHAS RES STP | PAG045147 | 001 | 1.1079 | 10.79% | 0.00040027 | 0.00044345 | 24.5587 | 4.0931 | 9.9727 | 30.0822 | 5.0137 | 12.2156 | 20.4404 | 1.1599 | 1.5937 | 19.3505 | 4.0931 | 9.9727 | 26.1339 | 5.528 | 13.4687 | 17.7576 | 1.2789 | 1.7572 | 19.3505 | 6.2889 | 27.0605 | 26.1339 | 8.4935 | 36.5467 | 17.7576 | 1.965 | 4.7682
PA | INSIG | MUNICIPAL | LUZERNE CO PARKS DEPT | PA0060691 | 001 | 1.0463 | 4.634% | 0.038621 | 0.040411 | 24.9197 | 3.9872 | 0 | 2945.6046 | 471.2967 | 0 | 2046.188 | 194.4891 | 0 | 20.7922 | 3.9872 | 0 | 2558.9739 | 490.7153 | 0 | 1777.6118 | 202.5025 | 0 | 20.7922 | 6.4877 | 28.6556 | 2558.9739 | 798.4621 | 3526.7585 | 1777.6118 | 329.4998 | 765.3309
PA | INSIG | MUNICIPAL | LWB REFRACTORIES CO | PA0084328 | 001 | 1.0648 | 6.482% | 0.0020011 | 0.0021308 | 96.5291 | 7.3264 | 29.918 | 591.1966 | 44.8709 | 183.2342 | 274.852 | 8.2989 | 10.1576 | 79.1432 | 7.3264 | 28.1584 | 513.598 | 47.5446 | 182.7336 | 238.7758 | 8.7934 | 10.1299 | 79.1432 | 11.7142 | 28.1584 | 513.598 | 76.0194 | 182.7336 | 238.7758 | 14.0598 | 10.1299
PA | INSIG | MUNICIPAL | MADISON TOWNSHIP SUPERVISORS | PA0113514 | 001 | 1.0214 | 2.139% | 0.001801 | 0.0018395 | 24.9197 | 3.9872 | 19.9454 | 137.3598 | 21.9776 | 109.9405 | 89.6562 | 8.7368 | 28.1798 | 21.3 | 3.9872 | 19.9454 | 119.3304 | 22.3375 | 111.741 | 77.8882 | 8.8799 | 28.6413 | 21.3 | 6.6461 | 29.3555 | 119.3304 | 37.234 | 164.4602 | 77.8882 | 14.8017 | 42.1542
PA | INSIG | MUNICIPAL | MADISON TWP MUN AUTH | PA0114898 | 001 | 1.0214 | 2.139% | 0.020011 | 0.020439 | 9.2432 | 1.2587 | 29.918 | 566.1055 | 77.0924 | 1832.3424 | 366.1531 | 30.6467 | 469.6635 | 7.9006 | 1.2587 | 29.3555 | 491.8003 | 78.355 | 1827.336 | 318.093 | 31.1486 | 468.3803 | 7.9006 | 2.0985 | 29.3555 | 491.8003 | 130.6292 | 1827.336 | 318.093 | 51.9292 | 468.3803
PA | INSIG | MUNICIPAL | MAGARGEL SFTF | PAG045037 | 001 | 1.0214 | 2.139% | 0.00040027 | 0.00040884 | 24.5587 | 4.0931 | 9.9727 | 30.0822 | 5.0137 | 12.2156 | 21.1399 | 2.045 | 3.6292 | 20.9887 | 4.0931 | 9.9727 | 26.1339 | 5.0965 | 12.4174 | 18.3652 | 2.0788 | 3.6891 | 20.9887 | 6.8213 | 29.3515 | 26.1339 | 8.4935 | 36.5467 | 18.3652 | 3.4644 | 10.8578
PA | INSIG | MUNICIPAL | MAHAFFEY BORO MUN AUTH | PA0112747 | 001 | 1.0295 | 2.951% | 0.070038 | 0.072105 | 21.0821 | 3.6283 | 29.918 | 4519.1374 | 777.7617 | 6413.1984 | 2624.3849 | 132.7612 | 432.6981 | 17.8778 | 3.6283 | 29.1242 | 3925.9698 | 796.7784 | 6395.676 | 2279.9165 | 136.0072 | 431.5158 | 17.8778 | 6.0003 | 29.1242 | 3925.9698 | 1317.6693 | 6395.676 | 2279.9165 | 224.9215 | 431.5158
PA | INSIG | MUNICIPAL | MALI SFTF | PAG045201 | 001 | 1.0356 | 3.558% | 0.00040027 | 0.00041451 | 24.5587 | 4.0931 | 9.9727 | 30.0822 | 5.0137 | 12.2156 | 15.3794 | 1.1444 | 1.0879 | 20.7013 | 4.0931 | 9.9727 | 26.1339 | 5.1673 | 12.5898 | 13.3608 | 1.1795 | 1.1212 | 20.7013 | 6.7279 | 28.9495 | 26.1339 | 8.4935 | 36.5467 | 13.3608 | 1.9387 | 3.2547
PA | INSIG | MUNICIPAL | MANEVAL SRSTP | PAG045167 | 001 | 1.0375 | 3.75% | 0.00040027 | 0.00041528 | 24.5587 | 4.0931 | 9.9727 | 30.0822 | 5.0137 | 12.2156 | 19.6577 | 2.0446 | 3.1178 | 20.6629 | 4.0931 | 9.9727 | 26.1339 | 5.1769 | 12.6132 | 17.0776 | 2.1111 | 3.2193 | 20.6629 | 6.7154 | 28.8958 | 26.1339 | 8.4935 | 36.5467 | 17.0776 | 3.4636 | 9.3278
PA | INSIG | MUNICIPAL | MANNS CHOICE-HARRISON TWP JMA | PA0085243 | 001 | 1.2362 | 23.62% | 0.070038 | 0.086579 | 13.9883 | 1.1647 | 29.918 | 2998.5232 | 249.6591 | 6413.1984 | 1562.1866 | 53.8631 | 530.1536 | 9.8789 | 1.1647 | 24.2554 | 2604.8763 | 307.1033 | 6395.676 | 1357.1024 | 66.2565 | 528.7051 | 9.8789 | 1.6035 | 24.2554 | 2604.8763 | 422.8126 | 6395.676 | 1357.1024 | 91.2203 | 528.7051
PA | INSIG | MUNICIPAL | MAPLETON AREA JOINT MUN AUTH | PA0087513 | 001 | 1.0284 | 2.837% | 0.010005 | 0.010289 | 62.9954 | 10.7402 | 29.918 | 1929.0912 | 328.8928 | 916.1712 | 1398.8838 | 114.5368 | 214.4128 | 53.4794 | 10.7402 | 29.1563 | 1675.876 | 336.5629 | 913.668 | 1215.2643 | 117.2079 | 213.827 | 53.4794 | 17.7815 | 29.1563 | 1675.876 | 557.2169 | 913.668 | 1215.2643 | 194.0505 | 213.827
PA | INSIG | MUNICIPAL | MARITA DAVIS SMALL FLOWS TREATMENT FACILITIES | PAG045194 | 001 | 1.0466 | 4.663% | 0.00040027 | 0.00041894 | 24.5587 | 4.0931 | 9.9727 | 30.0822 | 5.0137 | 12.2156 | 21.6723 | 1.5538 | 2.1608 | 20.4827 | 4.0931 | 9.9727 | 26.1339 | 5.2224 | 12.7242 | 18.8278 | 1.6185 | 2.2508 | 20.4827 | 6.6568 | 28.6438 | 26.1339 | 8.4935 | 36.5467 | 18.8278 | 2.6322 | 6.4647
PA | INSIG | MUNICIPAL | MARK WEICZORKOWSKI & KATHERYN DICKINSON RESIDENCE | PA0266116 | 001 | 1.0648 | 6.482% | 0.00050068 | 0.00053314 | 24.8862 | 3.9294 | 9.9727 | 38.1041 | 6.0164 | 15.2695 | 28.5835 | 2.3727 | 5.3639 | 24.8862 | 3.9294 | 9.9727 | 40.4078 | 6.3802 | 16.1927 | 30.3116 | 2.5162 | 5.6882
PA | INSIG | MUNICIPAL | MARKLE, DENNIS L. | PAG044972 | 001 | 1.1057 | 10.57% | 0.00040027 | 0.00044256 | 24.5587 | 4.0931 | 9.9727 | 30.0822 | 5.0137 | 12.2156 | 22.4784 | 2.0481 | 2.9318 | 19.3892 | 4.0931 | 9.9727 | 26.1339 | 5.5169 | 13.4417 | 19.5281 | 2.2537 | 3.2261 | 19.3892 | 6.3015 | 27.1147 | 26.1339 | 8.4935 | 36.5467 | 19.5281 | 3.4696 | 8.7714
PA | INSIG | MUNICIPAL | MARKLESBURG AUTH | PA0086673 | 001 | 1.1064 | 10.64% | 0.031517 | 0.03487 | 34.3892 | 1.4154 | 29.918 | 3317.2392 | 136.5356 | 2885.9393 | 2003.8146 | 26.2834 | 194.4542 | 27.1361 | 1.4154 | 27.1005 | 2881.8289 | 150.3187 | 2878.0542 | 1740.8002 | 28.9366 | 193.9229 | 27.1361 | 2.1781 | 27.1005 | 2881.8289 | 231.3161 | 2878.0542 | 1740.8002 | 44.5288 | 193.9229
PA | INSIG | MUNICIPAL | MARTIN MILL WORK | PAG043887 | 001 | 1.0466 | 4.663% | 0.00080082 | 0.00083816 | 24.5587 | 4.0931 | 9.9727 | 90.2466 | 15.0411 | 36.6468 | 74.8283 | 9.6601 | 20.0386 | 10.2378 | 3.3273 | 9.9727 | 26.1339 | 8.4935 | 25.457 | 21.669 | 5.4549 | 13.92 | 10.2378 | 3.3273 | 14.317 | 26.1339 | 8.4935 | 36.5467 | 21.669 | 5.4549 | 19.9839
PA | INSIG | MUNICIPAL | MARTIN, HARVEY S. | PAG045041 | 001 | 1.0375 | 3.75% | 0.00050027 | 0.00051904 | 24.5587 | 4.0931 | 9.9727 | 30.0822 | 5.0137 | 12.2156 | 20.8021 | 1.8574 | 3.53 | 16.5326 | 4.0931 | 9.9727 | 26.1339 | 6.4702 | 15.7643 | 18.0718 | 2.3969 | 4.5555 | 16.5326 | 5.3731 | 23.1198 | 26.1339 | 8.4935 | 36.5467 | 18.0718 | 3.1465 | 10.5612
PA | INSIG | MUNICIPAL | MARTIN, W ADAM - CHESAPEAKE ESTATES OF THOMASVILLE | PA0080349 | 001 | 1.0648 | 6.482% | 0.061632 | 0.065627 | 31.2593 | 3.8134 | 29.918 | 5552.0221 | 677.2998 | 5313.793 | 2464.8744 | 125.2667 | 294.5705 | 24.1321 | 3.8134 | 29.2565 | 4823.2813 | 762.1774 | 5847.4752 | 2141.3428 | 140.9648 | 324.1552 | 24.1321 | 5.7411 | 29.2565 | 4823.2813 | 1147.4686 | 5847.4752 | 2141.3428 | 212.2244 | 324.1552
PA | INSIG | MUNICIPAL | MARTIN. JEFFREY R | PAG044932 | 001 | 1.0306 | 3.06% | 0.00040027 | 0.00041252 | 24.5587 | 4.0931 | 9.9727 | 30.0822 | 5.0137 | 12.2156 | 22.9548 | 2.2755 | 3.4337 | 20.8012 | 4.0931 | 9.9727 | 26.1339 | 5.1425 | 12.5293 | 19.942 | 2.3339 | 3.5218 | 20.8012 | 6.7604 | 29.0893 | 26.1339 | 8.4935 | 36.5467 | 19.942 | 3.8548 | 10.2728
PA | INSIG | MUNICIPAL | MARTINS COMMUNITY LP | PA0053970 | 001 | 1.0724 | 7.242% | 0.012007 | 0.012876 | 13.2434 | 0.46389 | 0 | 486.6597 | 17.0466 | 0 | 448.8292 | 23.6491 | 0 | 5.5537 | 0.46389 | 0 | 217.7859 | 18.1912 | 0 | 200.8564 | 25.2371 | 0 | 5.5537 | 0.73585 | 27.9589 | 217.7859 | 28.8563 | 1096.4016 | 200.8564 | 40.033 | 843.4671
PA | INSIG | MUNICIPAL | MARTINS FAMOUS PASTRY SHOPPE | PA0080004 | 001 | 1.0466 | 4.663% | 0.0012005 | 0.0012565 | 74.7393 | 6.6984 | 29.918 | 228.872 | 20.5124 | 91.6171 | 219.7615 | 15.0732 | 52.7336 | 51.957 | 6.6984 | 23.8753 | 198.8309 | 25.6338 | 91.3668 | 190.9163 | 18.8365 | 52.5895 | 51.957 | 9.0811 | 23.8753 | 198.8309 | 34.7517 | 91.3668 | 190.9163 | 25.5367 | 52.5895
PA | INSIG | MUNICIPAL | MARVIN SR STP | PA0254118 | 001 | 1.0188 | 1.878% | 0.00040022 | 0.00040774 | 24.9197 | 3.9872 | 0 | 30.5244 | 4.8839 | 0 | 21.7052 | 2.5085 | 0 | 21.3547 | 3.9872 | 0 | 26.5179 | 4.9512 | 0 | 18.8562 | 2.5431 | 0 | 21.3547 | 6.6632 | 29.4309 | 26.5179 | 8.2742 | 36.5467 | 18.8562 | 4.2499 | 21.8278
PA | INSIG | MUNICIPAL | MARY BETH DODGE SINGLE RES STP | PAG045129 | 001 | 1.0388 | 3.877% | 0.00040027 | 0.00041579 | 24.5587 | 4.0931 | 9.9727 | 30.0822 | 5.0137 | 12.2156 | 18.9536 | 2.1135 | 2.7175 | 20.6376 | 4.0931 | 9.9727 | 26.1339 | 5.1832 | 12.6286 | 16.4659 | 2.1849 | 2.8094 | 20.6376 | 6.7072 | 28.8605 | 26.1339 | 8.4935 | 36.5467 | 16.4659 | 3.5803 | 8.1302
PA | INSIG | MUNICIPAL | MATTHEW BARR | PA0228796 | 001 | 1.0787 | 7.866% | 0.00060033 | 0.00064755 | 24.9197 | 3.9872 | 9.9727 | 45.7866 | 7.3259 | 18.3234 | 27.0964 | 3.5118 | 1.9354 | 20.1692 | 3.9872 | 9.9727 | 39.7768 | 7.8633 | 19.6677 | 23.5398 | 3.7695 | 2.0774 | 20.1692 | 6.2933 | 27.797 | 39.7768 | 12.4113 | 54.8201 | 23.5398 | 5.9497 | 5.7903
PA | INSIG | MUNICIPAL | MATTHEW D WILLIAMS SFTF | PAG044965 | 001 | 1.0328 | 3.284% | 0.00040027 | 0.00041342 | 24.5587 | 4.0931 | 9.9727 | 30.0822 | 5.0137 | 12.2156 | 24.5078 | 2.2224 | 3.977 | 20.7561 | 4.0931 | 9.9727 | 26.1339 | 5.1536 | 12.5565 | 21.2911 | 2.2844 | 4.088 | 20.7561 | 6.7457 | 29.0262 | 26.1339 | 8.4935 | 36.5467 | 21.2911 | 3.7648 | 11.8985
PA | INSIG | MUNICIPAL | MATTHEW LINGLE SFTF | PAG045246 | 001 | 1.0375 | 3.75% | 0.00040027 | 0.00041528 | 24.5587 | 4.0931 | 9.9727 | 30.0822 | 5.0137 | 12.2156 | 21.7138 | 2.2972 | 3.4783 | 20.6629 | 4.0931 | 9.9727 | 26.1339 | 5.1769 | 12.6132 | 18.8639 | 2.372 | 3.5915 | 20.6629 | 6.7154 | 28.8958 | 26.1339 | 8.4935 | 36.5467 | 18.8639 | 3.8916 | 10.4063
PA | INSIG | MUNICIPAL | MATTHEW SIMCOX SFTF | PA0229199 | 001 | 1.0375 | 3.75% | 0.00040022 | 0.00041523 | 24.5587 | 4.0931 | 29.918 | 30.0822 | 5.0137 | 36.6468 | 20.7018 | 1.8896 | 10.0382 | 24.5587 | 4.0931 | 28.8998 | 31.057 | 5.1762 | 36.5467 | 21.3727 | 1.9509 | 10.0108 | 777.0246 | 248.5222 | 28.8998 | 982.6269 | 314.2817 | 36.5467 | 676.2194 | 118.4515 | 10.0108
PA | INSIG | MUNICIPAL | MAZZA VINEYARDS INC - MOUNT HO | PA0086428 | 001 | 1.026 | 2.596% | 0.025014 | 0.025663 | 66.9843 | 5.6817 | 0 | 5128.0992 | 434.9727 | 0 | 4102.286 | 182.283 | 0 | 56.9997 | 5.6817 | 0 | 4455.0012 | 444.0725 | 0 | 3563.833 | 186.0964 | 0 | 56.9997 | 9.4286 | 29.2249 | 4455.0012 | 736.9226 | 2284.17 | 3563.833 | 308.8204 | 634.1548
PA | INSIG | MUNICIPAL | MC KINNEY, RICHARD A | PAG044861 | 001 | 1.0214 | 2.139% | 0.00040027 | 0.00040884 | 24.5587 | 4.0931 | 9.9727 | 30.0822 | 5.0137 | 12.2156 | 18.938 | 2.045 | 3.6292 | 20.9887 | 4.0931 | 9.9727 | 26.1339 | 5.0965 | 12.4174 | 16.4524 | 2.0788 | 3.6891 | 20.9887 | 6.8213 | 29.3515 | 26.1339 | 8.4935 | 36.5467 | 16.4524 | 3.4644 | 10.8578
PA | INSIG | MUNICIPAL | MCALISTERVILLE AREA JOINT AUTH | PA0023604 | 001 | 0.99936 | -0.06435% | 0.13007 | 0.12999 | 11.5621 | 1.5113 | 29.918 | 4602.8038 | 601.6438 | 11910.2256 | 2976.1256 | 240.872 | 3033.8422 | 10.1003 | 1.5113 | 29.918 | 3998.5492 | 598.3033 | 11844.095 | 2585.4208 | 239.5346 | 3016.997 | 10.1003 | 2.5744 | 30.0029 | 3998.5492 | 1019.1768 | 11877.684 | 2585.4208 | 408.0341 | 3025.553
PA | INSIG | MUNICIPAL | MCCLURE MUN AUTH | PA0024627 | 001 | 1.1489 | 14.89% | 0.22512 | 0.25864 | 10.4654 | 2.3903 | 29.918 | 7210.7536 | 1646.9186 | 20613.852 | 4717.4127 | 528.7139 | 3150.6549 | 7.9525 | 2.3903 | 26.098 | 6264.2488 | 1882.8251 | 20557.53 | 4098.1912 | 604.4475 | 3142.0465 | 7.9525 | 3.5422 | 26.098 | 6264.2488 | 2790.2215 | 20557.53 | 4098.1912 | 895.751 | 3142.0465
PA | INSIG | MUNICIPAL | MCDONALD WALLACE R | PAG042231 | 001 | 1.0665 | 6.65% | 0.00050068 | 0.00053398 | 24.9197 | 3.9872 | 9.9727 | 38.1555 | 6.1049 | 15.2695 | 24.3922 | 2.6728 | 3.6654 | 24.9197 | 3.9872 | 9.9727 | 40.5264 | 6.4842 | 16.2183 | 25.9078 | 2.8388 | 3.8932
PA | INSIG | MUNICIPAL | MCEWENSVILLE MUN AUTH | PA0111414 | 001 | 1.0306 | 3.06% | 0.045025 | 0.046403 | 4.0693 | 0.83938 | 29.918 | 560.7576 | 115.6685 | 4122.7704 | 437.2617 | 53.3691 | 1128.0306 | 3.4468 | 0.83938 | 29.0932 | 487.1066 | 118.6227 | 4111.506 | 379.8309 | 54.7322 | 1124.9485 | 3.4468 | 1.3865 | 29.0932 | 487.1066 | 195.9438 | 4111.506 | 379.8309 | 90.4079 | 1124.9485
PA | INSIG | MUNICIPAL | MCFADDEN RAVOTTI SFTF | PAG046341 | 001 | 1.0461 | 4.605% | 0.00040027 | 0.00041871 | 24.5587 | 4.0931 | 9.9727 | 30.0822 | 5.0137 | 12.2156 | 22.1388 | 2.2177 | 3.2144 | 20.494 | 4.0931 | 9.9727 | 26.1339 | 5.2195 | 12.7171 | 19.2331 | 2.3087 | 3.3464 | 20.494 | 6.6605 | 28.6597 | 26.1339 | 8.4935 | 36.5467 | 19.2331 | 3.7568 | 9.6169
PA | INSIG | MUNICIPAL | MCGINLEY, CHRISTINA L & JAMES B SFTF | PAG045236 | 001 | 1.0461 | 4.605% | 0.00040027 | 0.00041871 | 24.5587 | 4.0931 | 9.9727 | 30.0822 | 5.0137 | 12.2156 | 21.0294 | 2.2177 | 3.2144 | 20.494 | 4.0931 | 9.9727 | 26.1339 | 5.2195 | 12.7171 | 18.2693 | 2.3087 | 3.3464 | 20.494 | 6.6605 | 28.6597 | 26.1339 | 8.4935 | 36.5467 | 18.2693 | 3.7568 | 9.6169
PA | INSIG | MUNICIPAL | MCGRATH, KENNETH STP | PAG045149 | 001 | 1.0466 | 4.663% | 0.00040027 | 0.00041894 | 24.5587 | 4.0931 | 9.9727 | 30.0822 | 5.0137 | 12.2156 | 16.4874 | 1.9502 | 2.3722 | 20.4827 | 4.0931 | 9.9727 | 26.1339 | 5.2224 | 12.7242 | 14.3234 | 2.0314 | 2.471 | 20.4827 | 6.6568 | 28.6438 | 26.1339 | 8.4935 | 36.5467 | 14.3234 | 3.3038 | 7.0973
PA | INSIG | MUNICIPAL | MCLINKO SMALL FLOW TREATMENT SYSTEM | PAG045241 | 001 | 1.0648 | 6.482% | 0.00040027 | 0.00042622 | 24.5587 | 4.0931 | 9.9727 | 30.0822 | 5.0137 | 12.2156 | 18.4044 | 1.9359 | 4.0381 | 20.1328 | 4.0931 | 9.9727 | 26.1339 | 5.3132 | 12.9453 | 15.9888 | 2.0516 | 4.2793 | 20.1328 | 6.5431 | 28.1546 | 26.1339 | 8.4935 | 36.5467 | 15.9888 | 3.2795 | 12.0811
PA | INSIG | MUNICIPAL | MCMANN SMALL FLOW TREATMENT FACILITY | PAG045272 | 001 | 1.0689 | 6.893% | 0.00040027 | 0.00042787 | 24.5587 | 4.0931 | 9.9727 | 30.0822 | 5.0137 | 12.2156 | 16.3718 | 1.9946 | 2.2725 | 20.0553 | 4.0931 | 9.9727 | 26.1339 | 5.3337 | 12.9953 | 14.2229 | 2.1219 | 2.4176 | 20.0553 | 6.518 | 28.0462 | 26.1339 | 8.4935 | 36.5467 | 14.2229 | 3.379 | 6.799
PA | INSIG | MUNICIPAL | MCVEYTOWN BORO AUTH | PA0028983 | 001 | 1.0539 | 5.39% | 0.085047 | 0.089631 | 7.1138 | 1.1529 | 29.918 | 1851.6666 | 300.0803 | 7787.4552 | 1514.2528 | 113.9876 | 2089.777 | 5.8932 | 1.1529 | 28.45 | 1608.693 | 314.7023 | 7766.178 | 1315.5542 | 119.5418 | 2084.0672 | 5.8932 | 1.8631 | 28.45 | 1608.693 | 508.58 | 7766.178 | 1315.5542 | 193.1876 | 2084.0672
PA | INSIG | MUNICIPAL | MEADOWS SEW CO - COUNTRY MANOR WEST MHP | PA0082015 | 001 | 1.0461 | 4.605% | 0.17009 | 0.17793 | 14.647 | 0.24631 | 29.918 | 7625.046 | 128.2279 | 15574.9104 | 5705.0597 | 56.7178 | 4098.3952 | 12.2242 | 0.24631 | 28.6636 | 6624.1094 | 133.4741 | 15532.356 | 4956.1589 | 59.0383 | 4087.1974 | 12.2242 | 0.40072 | 28.6636 | 6624.1094 | 217.1465 | 15532.356 | 4956.1589 | 96.0483 | 4087.1974
PA | INSIG | MUNICIPAL | MEHOOPANY TOWNSHIP | PA0063461 | 001 | 1.0284 | 2.841% | 0.05503 | 0.056594 | 5.2783 | 1.4839 | 29.918 | 888.9889 | 249.9228 | 5038.9416 | 652.4608 | 125.9235 | 1306.5443 | 5.2783 | 1.4839 | 29.1551 | 909.7584 | 255.7618 | 5025.174 | 667.7043 | 128.8655 | 1302.9745 | 21.1546 | 6.6008 | 29.1551 | 3646.2063 | 1137.705 | 5025.174 | 2676.0815 | 573.2323 | 1302.9745
PA | INSIG | MUNICIPAL | MELANIE MANOR MOBILE HOME ESTATES LLC | PA0070114 | 001 | 1.1017 | 10.17% | 0.01801 | 0.019842 | 24.9197 | 3.9872 | 0 | 1373.598 | 219.7757 | 0 | 973.8586 | 88.1016 | 0 | 19.7474 | 3.9872 | 0 | 1193.3039 | 240.9382 | 0 | 846.033 | 96.585 | 0 | 19.7474 | 6.1617 | 27.2157 | 1193.3039 | 372.3398 | 1644.6024 | 846.033 | 149.26 | 417.5577
PA | INSIG | MUNICIPAL | MEMPHORD ESTATES SEWERAGE CO, | PA0081361 | 001 | 1.0648 | 6.482% | 0.050027 | 0.05327 | 17.0339 | 3.0649 | 29.918 | 2608.126 | 469.2822 | 4580.856 | 1687.2986 | 190.4741 | 1157.2382 | 17.0339 | 3.0649 | 28.1584 | 2763.5344 | 497.2449 | 4568.34 | 1787.8383 | 201.8237 | 1154.0763 | 26.149 | 5.2356 | 28.1584 | 4242.3279 | 849.4002 | 4568.34 | 2744.5276 | 344.7578 | 1154.0763
PA | INSIG | MUNICIPAL | MERCERSBURG BORO | PA0022179 | 001 | 1.0061 | 0.6098% | 0.30016 | 0.30199 | 5.7478 | 1.6678 | 29.918 | 5280.4274 | 1532.1863 | 27485.136 | 4761.8397 | 984.0376 | 15028.9747 | 4.5626 | 1.6678 | 29.8018 | 4196.452 | 1533.9582 | 27410.04 | 3784.3209 | 985.1756 | 14987.912 | 4.5626 | 1.7104 | 29.8018 | 4196.452 | 1573.1357 | 27410.04 | 3784.3209 | 1010.3371 | 14987.912
PA | INSIG | MUNICIPAL | MERRILL GODSHALL SEW SYS | PAG044934 | 001 | 1.0691 | 6.913% | 0.00040027 | 0.00042795 | 24.5587 | 4.0931 | 9.9727 | 30.0822 | 5.0137 | 12.2156 | 21.1293 | 1.8669 | 2.2975 | 20.0516 | 4.0931 | 9.9727 | 26.1339 | 5.3347 | 12.9977 | 18.356 | 1.9865 | 2.4446 | 20.0516 | 6.5167 | 28.0409 | 26.1339 | 8.4935 | 36.5467 | 18.356 | 3.1627 | 6.8737
PA | INSIG | MUNICIPAL | MESHOPPEN BORO | PA0065030 | 001 | 1.0284 | 2.841% | 0.050027 | 0.051449 | 10.3474 | 1.6372 | 0 | 1584.3288 | 250.6849 | 0 | 1263.2888 | 126.3075 | 0 | 8.7842 | 1.6372 | 0 | 1376.4097 | 256.5417 | 0 | 1097.5014 | 129.2584 | 0 | 8.7842 | 2.7113 | 29.1551 | 1376.4097 | 424.8294 | 4568.34 | 1097.5014 | 214.0501 | 1184.5223
PA | INSIG | MUNICIPAL | MESSNER RES SRSTP | PA0265900 | 001 | 1.0784 | 7.837% | 0.00050068 | 0.00053992 | 19.647 | 0 | 9.9727 | 30.0822 | 0 | 15.2695 | 15.2286 | 0 | 6.2966 | 19.647 | 0 | 9.9727 | 32.3068 | 0 | 16.3987 | 16.3547 | 0 | 6.7623
PA | INSIG | MUNICIPAL | METAL TWP MUN AUTH | PA0088668 | 001 | 1.0466 | 4.663% | 0.040022 | 0.041888 | 12.343 | 1.9306 | 29.918 | 1511.9069 | 236.4749 | 3664.6848 | 1464.6619 | 127.1267 | 1342.2143 | 10.2959 | 1.9306 | 28.6477 | 1313.4829 | 246.2859 | 3654.672 | 1272.4383 | 132.4009 | 1338.547 | 10.2959 | 3.1408 | 28.6477 | 1313.4829 | 400.679 | 3654.672 | 1272.4383 | 215.4012 | 1338.547
PA | INSIG | MUNICIPAL | METCALF TONIA C | PAG043919 | 001 | 1.0466 | 4.663% | 0.00040055 | 0.00041923 | 24.5587 | 4.0931 | 9.9727 | 30.0822 | 5.0137 | 12.2156 | 25.4504 | 3.22 | 6.6795 | 24.5587 | 4.0931 | 9.9727 | 31.356 | 5.226 | 12.7329 | 26.5281 | 3.3564 | 6.9624
PA | INSIG | MUNICIPAL | MICHAEL CIVILS SFR | PA0261238 | 001 | 1.0392 | 3.924% | 0.00040022 | 0.00041592 | 24.9197 | 3.9872 | 9.9727 | 30.5244 | 4.8839 | 12.2156 | 19.1227 | 2.5941 | 1.1594 | 20.9343 | 3.9872 | 9.9727 | 26.5179 | 5.0506 | 12.6326 | 16.6128 | 2.6827 | 1.199 | 20.9343 | 6.532 | 28.8515 | 26.5179 | 8.2742 | 36.5467 | 16.6128 | 4.3949 | 3.4688
PA | INSIG | MUNICIPAL | MICHAEL GIORDANO SRSTP | PAG045063 | 001 | 1.0356 | 3.558% | 0.00040027 | 0.00041451 | 24.5587 | 4.0931 | 9.9727 | 30.0822 | 5.0137 | 12.2156 | 16.2547 | 1.1444 | 1.0879 | 20.7013 | 4.0931 | 9.9727 | 26.1339 | 5.1673 | 12.5898 | 14.1213 | 1.1795 | 1.1212 | 20.7013 | 6.7279 | 28.9495 | 26.1339 | 8.4935 | 36.5467 | 14.1213 | 1.9387 | 3.2547
PA | INSIG | MUNICIPAL | MICHALE P OBRIEN SEW SYS | PAG044919 | 001 | 1.0324 | 3.236% | 0.00040027 | 0.00041323 | 24.5587 | 4.0931 | 9.9727 | 30.0822 | 5.0137 | 12.2156 | 19.6527 | 1.4617 | 1.9092 | 20.7658 | 4.0931 | 9.9727 | 26.1339 | 5.1512 | 12.5507 | 17.0732 | 1.5018 | 1.9616 | 20.7658 | 6.7489 | 29.0398 | 26.1339 | 8.4935 | 36.5467 | 17.0732 | 2.4762 | 5.7121
PA | INSIG | MUNICIPAL | MIDDLE CREEK BIBLE CONFERENCE | PA0086908 | 001 | 1.0294 | 2.943% | 0.060722 | 0.062509 | 18.6766 | 4.4983 | 29.918 | 2287.7122 | 551.0066 | 3664.6848 | 1388.0499 | 371.6459 | 1932.7143 | 10.4396 | 4.4983 | 29.918 | 1987.4344 | 856.3712 | 5695.631 | 1205.8589 | 577.6098 | 3003.813 | 10.4396 | 4.9035 | 35.7549 | 1987.4344 | 933.5051 | 6806.8266 | 1205.8589 | 629.6355 | 3589.8453
PA | INSIG | MUNICIPAL | MIDDLEBURG MUN AUTH | PA0228079 | 001 | 1.0328 | 3.284% | 0.020011 | 0.020668 | 24.9197 | 3.9872 | 29.918 | 1526.22 | 244.1952 | 1832.3424 | 1136.8828 | 78.3945 | 280.0582 | 21.064 | 3.9872 | 29.0302 | 1325.8932 | 250.9759 | 1827.336 | 987.6591 | 80.5713 | 279.293 | 21.064 | 6.5725 | 29.0302 | 1325.8932 | 413.7109 | 1827.336 | 987.6591 | 132.8145 | 279.293
PA | INSIG | MUNICIPAL | MIFSUD SFTF | PAG045238 | 001 | 1.0392 | 3.924% | 0.00040027 | 0.00041598 | 24.5587 | 4.0931 | 9.9727 | 30.0822 | 5.0137 | 12.2156 | 18.8853 | 2.6161 | 1.1315 | 20.6284 | 4.0931 | 9.9727 | 26.1339 | 5.1855 | 12.6343 | 16.4066 | 2.7058 | 1.1703 | 20.6284 | 6.7042 | 28.8475 | 26.1339 | 8.4935 | 36.5467 | 16.4066 | 4.4318 | 3.3853
PA | INSIG | MUNICIPAL | MIHALIK SFTF | PAG045162 | 001 | 1.0214 | 2.139% | 0.00040027 | 0.00040884 | 24.5587 | 4.0931 | 9.9727 | 30.0822 | 5.0137 | 12.2156 | 20.4547 | 2.4306 | 3.5951 | 20.9887 | 4.0931 | 9.9727 | 26.1339 | 5.0965 | 12.4174 | 17.77 | 2.4707 | 3.6545 | 20.9887 | 6.8213 | 29.3515 | 26.1339 | 8.4935 | 36.5467 | 17.77 | 4.1175 | 10.7559
PA | INSIG | MUNICIPAL | MIKE DYKE SUBDIV | PA0233633 | 001 | 1.0787 | 7.866% | 0.00040022 | 0.0004317 | 24.9197 | 3.9872 | 9.9727 | 30.5244 | 4.8839 | 12.2156 | 15.0411 | 0.96815 | 0.78045 | 20.1692 | 3.9872 | 9.9727 | 26.5179 | 5.2422 | 13.1118 | 13.0668 | 1.0392 | 0.83771 | 20.1692 | 6.2933 | 27.797 | 26.5179 | 8.2742 | 36.5467 | 13.0668 | 1.6402 | 2.335
PA | INSIG | MUNICIPAL | MILES BETZ RESIDENCE | PAG045163 | 001 | 1.0306 | 3.06% | 0.00040027 | 0.00041252 | 24.5587 | 4.0931 | 9.9727 | 30.0822 | 5.0137 | 12.2156 | 21.6893 | 2.0842 | 3.9662 | 20.8012 | 4.0931 | 9.9727 | 26.1339 | 5.1425 | 12.5293 | 18.8426 | 2.1378 | 4.068 | 20.8012 | 6.7604 | 29.0893 | 26.1339 | 8.4935 | 36.5467 | 18.8426 | 3.5308 | 11.866
PA | INSIG | MUNICIPAL | MILL CREEK AREA MUN AUTH | PA0085740 | 001 | 1.0385 | 3.846% | 0.12007 | 0.12468 | 11.9572 | 1.6481 | 29.918 | 4393.9569 | 605.6423 | 10994.0544 | 3479.752 | 202.1844 | 2661.9971 | 10.0526 | 1.6481 | 28.8731 | 3817.2996 | 625.8468 | 10964.016 | 3023.0738 | 208.9294 | 2654.7239 | 10.0526 | 2.7014 | 28.8731 | 3817.2996 | 1025.7962 | 10964.016 | 3023.0738 | 342.4463 | 2654.7239
PA | INSIG | MUNICIPAL | MILLER PROPERTY STP | PA0261246 | 001 | 1.0356 | 3.558% | 0.00080044 | 0.00082892 | 24.9197 | 3.9872 | 0 | 61.0488 | 9.7678 | 0 | 60.7378 | 4.7823 | 0 | 21.0083 | 3.9872 | 0 | 53.0357 | 10.0656 | 0 | 52.7656 | 4.9281 | 0 | 21.0083 | 6.5551 | 28.9535 | 53.0357 | 16.5484 | 73.0934 | 52.7656 | 8.102 | 37.8332
PA | INSIG | MUNICIPAL | MILLER, CHARLES & ERICA | PAG048420 | 001 | 0.98139 | -1.861% | 0.00040055 | 0.0003931 | 16.3725 | 4.0931 | 9.9727 | 20.0548 | 5.0137 | 12.2156 | 10.9639 | 1.1885 | 2.0235 | 16.3725 | 4.0931 | 9.9727 | 19.6011 | 4.9003 | 11.9392 | 10.7159 | 1.1616 | 1.9777
PA | INSIG | MUNICIPAL | MILLER, KRISTY L | PAG044986 | 001 | 1.0324 | 3.236% | 0.00040055 | 0.00041351 | 24.5587 | 4.0931 | 9.9727 | 30.0822 | 5.0137 | 12.2156 | 18.5373 | 1.4617 | 1.9092 | 24.5587 | 4.0931 | 9.9727 | 30.9285 | 5.1547 | 12.5593 | 19.0587 | 1.5028 | 1.963
PA | INSIG | MUNICIPAL | MILLER, WILLIAM F | PAG045043 | 001 | 1.0306 | 3.06% | 0.00040055 | 0.00041281 | 24.5587 | 4.0931 | 9.9727 | 30.0822 | 5.0137 | 12.2156 | 20.0263 | 2.3133 | 3.3423 | 24.5587 | 4.0931 | 9.9727 | 30.8758 | 5.146 | 12.5379 | 20.5546 | 2.3743 | 3.4305
PA | INSIG | MUNICIPAL | MILLERS COUNTRY STORE LLC | PAG042236 | 001 | 1.0665 | 6.65% | 0.0019026 | 0.0020291 | 24.9197 | 3.9872 | 9.9727 | 144.9909 | 23.1985 | 58.0242 | 60.8705 | 6.1211 | 5.6731 | 24.9197 | 3.9872 | 9.9727 | 154.0003 | 24.64 | 61.6297 | 64.6528 | 6.5014 | 6.0256
PA | INSIG | MUNICIPAL | MILLERS RESIDENCE | PA0262099 | 001 | 1.0356 | 3.558% | 0.00040055 | 0.0004148 | 24.5587 | 4.0931 | 9.9727 | 30.0822 | 5.0137 | 12.2156 | 16.8571 | 1.1444 | 1.0879 | 24.5587 | 4.0931 | 9.9727 | 31.0249 | 5.1708 | 12.5984 | 17.3853 | 1.1803 | 1.1219
PA | INSIG | MUNICIPAL | MILLERS SKYVIEW SALES INC | PA0080683 | 001 | 1.0648 | 6.482% | 0.025014 | 0.026635 | 8.1208 | 1.6372 | 29.918 | 621.6986 | 125.3425 | 2290.428 | 390.8819 | 23.1821 | 126.9701 | 8.1208 | 1.6372 | 28.1584 | 658.7433 | 132.8111 | 2284.17 | 414.1731 | 24.5634 | 126.6231 | 14.445 | 3.4904 | 28.1584 | 1171.7581 | 283.1334 | 2284.17 | 736.722 | 52.3655 | 126.6231
PA | INSIG | MUNICIPAL | MILLERSTOWN BORO COUNCIL | PA0021849 | 001 | 1.0691 | 6.913% | 0.12007 | 0.12837 | 18.2744 | 2.6578 | 29.918 | 6715.3479 | 976.6685 | 10994.0544 | 4616.7819 | 363.6765 | 2067.7646 | 14.9223 | 2.6578 | 28.0448 | 5833.8241 | 1039.0584 | 10964.016 | 4010.7368 | 386.9083 | 2062.1149 | 14.9223 | 4.2319 | 28.0448 | 5833.8241 | 1654.4299 | 10964.016 | 4010.7368 | 616.0507 | 2062.1149
PA | INSIG | MUNICIPAL | MILLHEIM BORO COUNCIL | PA0114553 | 001 | 1.0223 | 2.231% | 0.10005 | 0.10229 | 15.0515 | 0.86123 | 29.918 | 4609.1844 | 263.7308 | 9161.712 | 3175.7781 | 100.5457 | 2347.6646 | 12.8537 | 0.86123 | 29.3292 | 4004.1975 | 268.2907 | 9136.68 | 2758.9355 | 102.2842 | 2341.2502 | 12.8537 | 1.4343 | 29.3292 | 4004.1975 | 446.8078 | 9136.68 | 2758.9355 | 170.3427 | 2341.2502
PA | INSIG | MUNICIPAL | MILLS SFTF | PAG045192 | 001 | 1.0356 | 3.558% | 0.00040027 | 0.00041451 | 24.5587 | 4.0931 | 9.9727 | 30.0822 | 5.0137 | 12.2156 | 15.4922 | 1.1444 | 1.0879 | 20.7013 | 4.0931 | 9.9727 | 26.1339 | 5.1673 | 12.5898 | 13.4588 | 1.1795 | 1.1212 | 20.7013 | 6.7279 | 28.9495 | 26.1339 | 8.4935 | 36.5467 | 13.4588 | 1.9387 | 3.2547
PA | INSIG | MUNICIPAL | MILLVILLE MUN AUTH | PA0024091 | 001 | 1.0178 | 1.781% | 0.30016 | 0.30551 | 8.4341 | 1.2312 | 0 | 7748.2941 | 1131.106 | 0 | 5148.3743 | 461.3674 | 0 | 7.2342 | 1.2312 | 0 | 6731.0295 | 1145.5933 | 0 | 4472.4502 | 467.2767 | 0 | 7.2342 | 2.0592 | 29.459 | 6731.0295 | 1915.9987 | 27410.04 | 4472.4502 | 781.5177 | 8143.3455
PA | INSIG | MUNICIPAL | MILTON REGIONAL SEWER AUTH | PA0228478 | 001 | 1.0306 | 3.06% | 0.040022 | 0.041247 | 7.0896 | 1.7387 | 29.918 | 868.4146 | 212.9738 | 3664.6848 | 696.1315 | 99.7753 | 1172.7254 | 6.0061 | 1.7387 | 29.0932 | 754.4863 | 218.4132 | 3654.672 | 604.8052 | 102.3236 | 1169.5212 | 6.0061 | 2.8718 | 29.0932 | 754.4863 | 360.7559 | 3654.672 | 604.8052 | 169.0092 | 1169.5212
PA | INSIG | MUNICIPAL | MINGLE RESIDENCE | PAG045200 | 001 | 1.0787 | 7.866% | 0.00040027 | 0.00043176 | 24.5587 | 4.0931 | 9.9727 | 30.0822 | 5.0137 | 12.2156 | 14.9022 | 0.9734 | 0.74068 | 19.8744 | 4.0931 | 9.9727 | 26.1339 | 5.3823 | 13.1136 | 12.9463 | 1.045 | 0.79513 | 19.8744 | 6.4592 | 27.7932 | 26.1339 | 8.4935 | 36.5467 | 12.9463 | 1.649 | 2.216
PA | INSIG | MUNICIPAL | MIRAGE SUBD STP | PA0260096 | 001 | 1.0294 | 2.943% | 0.019611 | 0.020188 | 24.9197 | 3.9872 | 0 | 1495.6956 | 239.3113 | 0 | 957.2077 | 161.412 | 0 | 21.1338 | 3.9872 | 0 | 1299.3753 | 245.1438 | 0 | 831.5677 | 165.3459 | 0 | 21.1338 | 6.5943 | 29.1264 | 1299.3753 | 405.4367 | 1790.7893 | 831.5677 | 273.4611 | 944.4425
PA | INSIG | MUNICIPAL | MISHLER SFTF | PA0262129 | 001 | 1.0388 | 3.877% | 0.00040055 | 0.00041608 | 24.5587 | 4.0931 | 9.9727 | 30.0822 | 5.0137 | 12.2156 | 18.9536 | 2.1135 | 2.7175 | 24.5587 | 4.0931 | 9.9727 | 31.1206 | 5.1868 | 12.6373 | 19.6078 | 2.1864 | 2.8113
PA | INSIG | MUNICIPAL | MODEL ENTERPRISES INC - ROLLING HILLS | PA0081299 | 001 | 1.0784 | 7.837% | 0.020011 | 0.021579 | 25.0633 | 1.9974 | 29.918 | 1535.011 | 122.3342 | 1832.3424 | 1257.7065 | 58.3922 | 586.8565 | 20.2909 | 0.90491 | 27.8046 | 1333.5304 | 59.4709 | 1827.336 | 1092.6239 | 28.3865 | 585.2531 | 20.2909 | 0.90491 | 27.8046 | 1333.5304 | 59.4709 | 1827.336 | 1092.6239 | 28.3865 | 585.2531
PA | INSIG | MUNICIPAL | MOLLY B CONRAD SFTF | PAG045096 | 001 | 1.0787 | 7.866% | 0.00040027 | 0.00043176 | 24.5587 | 4.0931 | 9.9727 | 30.0822 | 5.0137 | 12.2156 | 15.0208 | 0.99388 | 0.78045 | 19.8744 | 4.0931 | 9.9727 | 26.1339 | 5.3823 | 13.1136 | 13.0493 | 1.0669 | 0.83783 | 19.8744 | 6.4592 | 27.7932 | 26.1339 | 8.4935 | 36.5467 | 13.0493 | 1.6837 | 2.335
PA | INSIG | MUNICIPAL | MONT ALTO BORO | PA0038130 | 001 | 1.0806 | 8.062% | 0.30016 | 0.32436 | 10.0241 | 1.8966 | 0 | 9208.9444 | 1742.3515 | 0 | 6801.2156 | 1249.2118 | 0 | 8.0981 | 1.8966 | 0 | 7999.9093 | 1873.5756 | 0 | 5908.2893 | 1343.2954 | 0 | 8.0981 | 2.9886 | 27.7466 | 7999.9093 | 2952.3445 | 27410.04 | 5908.2893 | 2116.7391 | 18394.9503
PA | INSIG | MUNICIPAL | Monteforte Enterprises | PA0063401 | 001 | 1.0261 | 2.614% | 0.060033 | 0.061602 | 3.1219 | 0.44272 | 0 | 573.6145 | 81.3445 | 0 | 154.5502 | 30.5831 | 0 | 2.6561 | 0.44272 | 0 | 498.3237 | 83.0605 | 0 | 134.2645 | 31.2283 | 0 | 2.6561 | 0.73431 | 29.2199 | 498.3237 | 137.7657 | 5482.008 | 134.2645 | 51.7959 | 964.7844
PA | INSIG | MUNICIPAL | MONTOUR TWP | PA0209058 | 001 | 1.0131 | 1.312% | 0.10005 | 0.10137 | 17.5549 | 2.4121 | 29.918 | 5375.7769 | 738.6595 | 9161.712 | 4245.5092 | 301.2922 | 2721.8853 | 15.1272 | 2.4121 | 29.5954 | 4670.0611 | 744.6726 | 9136.68 | 3688.1715 | 303.7449 | 2714.4485 | 15.1272 | 4.0538 | 29.5954 | 4670.0611 | 1251.4755 | 9136.68 | 3688.1715 | 510.465 | 2714.4485
PA | INSIG | MUNICIPAL | MOON SRSTP | PAG045143 | 001 | 1.0324 | 3.236% | 0.00040027 | 0.00041323 | 24.5587 | 4.0931 | 9.9727 | 30.0822 | 5.0137 | 12.2156 | 18.9642 | 1.4617 | 1.9092 | 20.7658 | 4.0931 | 9.9727 | 26.1339 | 5.1512 | 12.5507 | 16.4751 | 1.5018 | 1.9616 | 20.7658 | 6.7489 | 29.0398 | 26.1339 | 8.4935 | 36.5467 | 16.4751 | 2.4762 | 5.7121
PA | INSIG | MUNICIPAL | MOORE RESIDENCE | PA0261734 | 001 | 1.0648 | 6.482% | 0.00040022 | 0.00042616 | 24.9197 | 3.9872 | 0 | 30.5244 | 4.8839 | 0 | 19.552 | 1.8858 | 0 | 20.4314 | 3.9872 | 0 | 26.5179 | 5.1749 | 0 | 16.9857 | 1.9982 | 0 | 20.4314 | 6.3751 | 28.1584 | 26.5179 | 8.2742 | 36.5467 | 16.9857 | 3.1949 | 12.0811
PA | INSIG | MUNICIPAL | MOORE, RICHARD & JEANETTE | PAG044937 | 001 | 1.1057 | 10.57% | 0.00040027 | 0.00044256 | 24.5587 | 4.0931 | 9.9727 | 30.0822 | 5.0137 | 12.2156 | 21.7578 | 2.2189 | 3.4289 | 19.3892 | 4.0931 | 9.9727 | 26.1339 | 5.5169 | 13.4417 | 18.9021 | 2.4417 | 3.7731 | 19.3892 | 6.3015 | 27.1147 | 26.1339 | 8.4935 | 36.5467 | 18.9021 | 3.759 | 10.2587
PA | INSIG | MUNICIPAL | MORGAN, HERBERT L | PA0114324 | 001 | 1.0689 | 6.893% | 0.013307 | 0.014225 | 42.7224 | 6.0316 | 9.9727 | 1740.0068 | 245.6552 | 406.1692 | 767.5476 | 101.1424 | 79.0505 | 34.8928 | 6.0316 | 9.9727 | 1511.619 | 261.2988 | 432.0346 | 666.8017 | 107.5833 | 84.0846 | 34.8928 | 9.6068 | 28.05 | 1511.619 | 416.1844 | 1215.1784 | 666.8017 | 171.3536 | 236.5036
PA | INSIG | MUNICIPAL | MORRIS, RICHARD | PA0114294 | 001 | 1.0327 | 3.269% |  | 0.0004 | 21.7676 | 6.792 | 30 | 26.5179 | 8.2742 | 36.5467 | 20.5525 | 3.51 | 12.4376 | 21.7676 | 6.792 | 30 | 26.5179 | 8.2742 | 36.5467 | 20.5525 | 3.51 | 12.4376 | 21.7676 | 6.792 | 30 | 26.5179 | 8.2742 | 36.5467 | 20.5525 | 3.51 | 12.4376
PA | INSIG | MUNICIPAL | MORRIS, RICHARD | PAG045103 | 001 | 1.0306 | 3.06% | 0.00040027 | 0.00041252 | 24.5587 | 4.0931 | 9.9727 | 30.0822 | 5.0137 | 12.2156 | 23.315 | 2.1269 | 4.1572 | 24.5587 | 4.0931 | 9.9727 | 30.8547 | 5.1425 | 12.5293 | 23.9137 | 2.1815 | 4.264
PA | INSIG | MUNICIPAL | MORRISON RESIDENCE SRSTP | PA0081108 | 001 | 1.0356 | 3.558% | 0.00040055 | 0.0004148 | 24.5587 | 4.0931 | 9.9727 | 30.0822 | 5.0137 | 12.2156 | 16.6282 | 1.2335 | 1.3693 | 24.5587 | 4.0931 | 9.9727 | 31.0249 | 5.1708 | 12.5984 | 17.1492 | 1.2722 | 1.4122
PA | INSIG | MUNICIPAL | MORSE, ERIC | PAG045259 | 001 | 1.0689 | 6.893% | 0.0004011 | 0.00042874 | 24.5587 | 4.0931 | 9.9727 | 30.0822 | 5.0137 | 12.2156 | 19.4371 | 1.9737 | 2.2909 | 24.5587 | 4.0931 | 9.9727 | 32.068 | 5.3447 | 13.022 | 20.7202 | 2.104 | 2.4421
PA | INSIG | MUNICIPAL | MORTON BUILDINGS INC - GETTYSB | PA0080586 | 001 | 1.0294 | 2.943% | 0.0030016 | 0.00309 | 73.2541 | 12.0651 | 29.918 | 672.9714 | 110.8402 | 274.8514 | 411.8698 | 20.8961 | 16.888 | 62.1249 | 12.0651 | 29.1264 | 584.6394 | 113.5416 | 274.1004 | 357.8091 | 21.4053 | 16.8418 | 62.1249 | 19.9542 | 29.1264 | 584.6394 | 187.7834 | 274.1004 | 357.8091 | 35.4017 | 16.8418
PA | INSIG | MUNICIPAL | MOSCOW SEWER AUTHORITY | PA0061123 | 001 | 1.0505 | 5.047% | 0.30016 | 0.31531 | 12.111 | 5.1195 | 0 | 11126.1438 | 4703.1996 | 0 | 4398.0049 | 972.7013 | 0 | 10.0653 | 5.1195 | 0 | 9665.7615 | 4916.3057 | 0 | 3820.7367 | 1016.7752 | 0 | 10.0653 | 8.2974 | 28.543 | 9665.7615 | 7968.0722 | 27410.04 | 3820.7367 | 1647.9322 | 1600.4546
PA | INSIG | MUNICIPAL | MOSIER, CHRISTOPHER | PAG044911 | 001 | 1.0689 | 6.893% | 0.00040055 | 0.00042816 | 24.5587 | 4.0931 | 9.9727 | 30.0822 | 5.0137 | 12.2156 | 18.4924 | 2.1004 | 2.7018 | 24.5587 | 4.0931 | 9.9727 | 32.0242 | 5.3374 | 13.0042 | 19.6862 | 2.2359 | 2.8762
PA | INSIG | MUNICIPAL | MOSS, VERNON | PAG045015 | 001 | 1.0689 | 6.893% | 0.00040027 | 0.00042787 | 24.5587 | 4.0931 | 9.9727 | 30.0822 | 5.0137 | 12.2156 | 18.8796 | 1.9544 | 2.3139 | 20.0553 | 4.0931 | 9.9727 | 26.1339 | 5.3337 | 12.9953 | 16.4016 | 2.0792 | 2.4615 | 20.0553 | 6.518 | 28.0462 | 26.1339 | 8.4935 | 36.5467 | 16.4016 | 3.3109 | 6.9226
PA | INSIG | MUNICIPAL | MOUNT GRETNA AUTH | PA0020591 | 001 | 1.0344 | 3.435% | 0.20011 | 0.20698 | 8.8302 | 2.0926 | 29.918 | 5408.0762 | 1281.6016 | 18323.424 | 2893.8943 | 552.1917 | 3804.7815 | 8.8302 | 2.0926 | 28.9878 | 5566.372 | 1319.1145 | 18273.36 | 2978.5993 | 568.3545 | 3794.3859 | 16.8972 | 7.124 | 28.9878 | 10651.6957 | 4490.832 | 18273.36 | 5699.7868 | 1934.9226 | 3794.3859
PA | INSIG | MUNICIPAL | MOUNT JOY BORO AUTH | PA0085871 | 001 | 1.0784 | 7.837% | 0.040022 | 0.043158 | 12.3702 | 0 | 0 | 1515.2312 | 0 | 0 | 1030.4916 | 0 | 0 | 10.0147 | 0 | 0 | 1316.3468 | 0 | 0 | 895.2325 | 0 | 0 | 10.0147 | 0 | 27.8046 | 1316.3468 | 0 | 3654.672 | 895.2325 | 0 | 1170.5062
PA | INSIG | MUNICIPAL | MOUNTAIN TOP AREA MUN AUTH | PA0208728 | 001 | 1.0561 | 5.614% | 0.23213 | 0.24516 | 20.4641 | 5.2132 | 44.877 | 14538.6496 | 3703.7086 | 31882.7578 | 8101.7161 | 754.5833 | 4213.1846 | 16.9161 | 5.2132 | 28.3898 | 12630.3527 | 3892.4168 | 21197.0976 | 7038.3106 | 793.0302 | 2801.1154 | 16.9161 | 8.4039 | 28.3898 | 12630.3527 | 6274.7534 | 21197.0976 | 7038.3106 | 1278.4008 | 2801.1154
PA | INSIG | MUNICIPAL | MOUNTAIN VIEW MHP | PA0261360 | 001 | 1.0784 | 7.837% | 0.0019511 | 0.002104 | 25.458 | 1.9238 | 0 | 152.0207 | 11.4879 | 0 | 77.8798 | 6.4101 | 0 | 21.139 | 1.9238 | 0 | 135.4533 | 12.3273 | 0 | 69.3924 | 6.8785 | 0 | 21.139 | 3.1152 | 28.5176 | 135.4533 | 19.9616 | 182.7336 | 69.3924 | 11.1384 | 70.676
PA | INSIG | MUNICIPAL | MOUNTAIN VIEW SCHOOL DISTRICT | PA0062154 | 001 | 1.0261 | 2.614% | 0.045025 | 0.046201 | 55.6408 | 2.2637 | 29.918 | 7667.424 | 311.9441 | 4122.7704 | 1729.5155 | 35.287 | 105.3994 | 47.3389 | 2.2637 | 29.2199 | 6661.0223 | 318.525 | 4111.506 | 1502.5048 | 36.0315 | 105.1114 | 47.3389 | 3.7559 | 29.2199 | 6661.0223 | 528.4898 | 4111.506 | 1502.5048 | 59.7827 | 105.1114
PA | INSIG | MUNICIPAL | MOUNTAINTOP AREA MUN AUTH | PA0208736 | 001 | 1.0787 | 7.866% | 0.038021 | 0.041012 | 10.9148 | 3.4888 | 29.918 | 1270.1203 | 405.9745 | 3481.4506 | 697.6597 | 99.5552 | 452.9253 | 8.8341 | 3.4888 | 27.797 | 1103.4083 | 435.758 | 3471.9384 | 606.0871 | 106.8589 | 451.6878 | 8.8341 | 5.5066 | 27.797 | 1103.4083 | 687.7944 | 3471.9384 | 606.0871 | 168.6646 | 451.6878
PA | INSIG | MUNICIPAL | MOUNTAINVIEW THOROUGHBRED RACI | PA0081264 | 001 | 1.0388 | 3.877% | 0.23013 | 0.23905 | 7.9741 | 0.99659 | 29.918 | 5616.3452 | 701.9178 | 21071.9376 | 3878.7685 | 295.8863 | 4687.669 | 1.2692 | 0.17808 | 28.8645 | 924.015 | 129.6467 | 21014.364 | 638.1446 | 54.6512 | 4674.8611 | 1.2692 | 0.17808 | 28.8645 | 924.015 | 129.6467 | 21014.364 | 638.1446 | 54.6512 | 4674.8611
PA | INSIG | MUNICIPAL | MOWERY JR, WAYNE | PAG044983 | 001 | 1.0787 | 7.866% | 0.00050068 | 0.00054007 | 24.9197 | 3.9872 | 9.9727 | 38.1555 | 6.1049 | 15.2695 | 22.5803 | 2.9265 | 1.6128 | 24.9197 | 3.9872 | 9.9727 | 40.9883 | 6.5581 | 16.4032 | 24.2568 | 3.1438 | 1.7326
PA | INSIG | MUNICIPAL | MOWERY, MARY G | PAG044936 | 001 | 1.0356 | 3.558% | 0.00040027 | 0.00041451 | 24.5587 | 4.0931 | 9.9727 | 30.0822 | 5.0137 | 12.2156 | 15.0883 | 1.0817 | 1.0098 | 20.7013 | 4.0931 | 9.9727 | 26.1339 | 5.1673 | 12.5898 | 13.108 | 1.1148 | 1.0407 | 20.7013 | 6.7279 | 28.9495 | 26.1339 | 8.4935 | 36.5467 | 13.108 | 1.8324 | 3.0212
PA | INSIG | MUNICIPAL | MOYER, RANDALL B | PA0112551 | 001 | 1.0787 | 7.866% | 0.00040022 | 0.0004317 | 24.9197 | 3.9872 | 9.9727 | 30.5244 | 4.8839 | 12.2156 | 19.2278 | 1.862 | 3.1302 | 20.1692 | 3.9872 | 9.9727 | 26.5179 | 5.2422 | 13.1118 | 16.704 | 1.9986 | 3.3599 | 20.1692 | 6.2933 | 27.797 | 26.5179 | 8.2742 | 36.5467 | 16.704 | 3.1545 | 9.365
PA | INSIG | MUNICIPAL | MOYERS GROVE CAMPGROUND | PA0060976 | 001 | 1.0463 | 4.634% | 0.010005 | 0.010469 | 24.9197 | 3.9872 | 29.918 | 763.11 | 122.0976 | 916.1712 | 504.7053 | 49.5232 | 190.4165 | 20.7922 | 3.9872 | 28.6556 | 662.9466 | 127.1283 | 913.668 | 438.4593 | 51.5636 | 189.8963 | 20.7922 | 6.4877 | 28.6556 | 662.9466 | 206.8555 | 913.668 | 438.4593 | 83.9012 | 189.8963
PA | INSIG | MUNICIPAL | MT HOPE NAZARENE RETIREMENT COMM | PA0261572 | 001 | 1.0784 | 7.837% | 0.012007 | 0.012947 | 16.5089 | 0 | 0 | 606.6575 | 0 | 0 | 361.4995 | 0 | 0 | 13.3653 | 0 | 0 | 527.0266 | 0 | 0 | 314.0485 | 0 | 0 | 13.3653 | 0 | 27.8046 | 527.0266 | 0 | 1096.4016 | 314.0485 | 0 | 351.1519
PA | INSIG | MUNICIPAL | MT ZION FAMILY CAMPGROUND | PA0111970 | 001 | 1.0214 | 2.139% | 0.0026014 | 0.0026571 | 25.0501 | 5.9148 | 29.918 | 199.4464 | 47.093 | 238.2045 | 158.2277 | 19.3419 | 68.6595 | 21.4116 | 5.9148 | 29.3555 | 173.2693 | 47.8643 | 237.5537 | 137.4605 | 19.6587 | 68.4719 | 21.4116 | 9.8595 | 29.3555 | 173.2693 | 79.7862 | 237.5537 | 137.4605 | 32.7696 | 68.4719
PA | INSIG | MUNICIPAL | MT ZION SCHOOL OF MINISTRY | PA0082996 | 001 | 1.026 | 2.596% | 0.015008 | 0.015398 | 32.7944 | 6.0814 | 9.9727 | 1506.3791 | 279.344 | 458.0856 | 1148.1981 | 115.2256 | 98.7347 | 27.9061 | 6.0814 | 9.9727 | 1308.6566 | 285.188 | 467.6689 | 997.4893 | 117.6362 | 100.8003 | 27.9061 | 10.0919 | 29.2249 | 1308.6566 | 473.2594 | 1370.502 | 997.4893 | 195.213 | 295.3949
PA | INSIG | MUNICIPAL | MUDDY RUN REGIONAL AUTH | PA0228672 | 001 | 1.1485 | 14.85% | 0.019612 | 0.022525 | 6.1819 | 2.1612 | 29.918 | 416.4749 | 145.6014 | 2015.5766 | 210.6188 | 50.0399 | 470.5951 | 5.2742 | 2.1612 | 23.9736 | 361.8097 | 148.2607 | 1644.6024 | 182.9737 | 50.9538 | 383.9804 | 5.2742 | 3.5958 | 23.9736 | 361.8097 | 246.6751 | 1644.6024 | 182.9737 | 84.7766 | 383.9804
PA | INSIG | MUNICIPAL | MUDDY RUN REGIONAL AUTH | PA0228842 | 001 | 1.0244 | 2.444% | 0.40022 | 0.41 | 5.6697 | 0.96205 | 29.918 | 6944.8876 | 1178.4237 | 36646.848 | 3512.1544 | 404.9975 | 8556.2753 | 4.8318 | 0.96205 | 29.2681 | 6033.3445 | 1201.3002 | 36546.72 | 3051.1707 | 412.8596 | 8532.8975 | 4.8318 | 1.5986 | 29.2681 | 6033.3445 | 1996.1552 | 36546.72 | 3051.1707 | 686.0332 | 8532.8975
PA | INSIG | MUNICIPAL | MULLEN, JOHN & JUDY | PAG044942 | 001 | 1.0324 | 3.236% | 0.00040055 | 0.00041351 | 24.5587 | 4.0931 | 0 | 30.0822 | 5.0137 | 0 | 17.9502 | 1.776 | 0 | 24.5587 | 4.0931 | 0 | 30.9285 | 5.1547 | 0 | 18.4552 | 1.826 | 0
PA | INSIG | MUNICIPAL | MULLEN, JOHN E II | PAG045047 | 001 | 1.0324 | 3.236% | 0.00040055 | 0.00041351 | 24.5587 | 4.0931 | 9.9727 | 30.0822 | 5.0137 | 12.2156 | 17.9502 | 1.776 | 3.0764 | 24.5587 | 4.0931 | 9.9727 | 30.9285 | 5.1547 | 12.5593 | 18.4552 | 1.826 | 3.163
PA | INSIG | MUNICIPAL | MUMMAU, LEE - SCHOOL VILLAGE M | PA0088439 | 001 | 1.027 | 2.705% | 0.010005 | 0.010276 | 34.2298 | 5.7814 | 29.918 | 1048.2079 | 177.0415 | 916.1712 | 902.8787 | 95.5802 | 429.0451 | 29.0966 | 5.7814 | 29.1939 | 910.6235 | 180.9372 | 913.668 | 784.3697 | 97.6834 | 427.8728 | 29.0966 | 9.5838 | 29.1939 | 910.6235 | 299.9404 | 913.668 | 784.3697 | 161.9302 | 427.8728
PA | INSIG | MUNICIPAL | MUSSER DENNIS L | PAG042203 | 001 | 1.0787 | 7.866% | 0.00040027 | 0.00043176 | 24.5587 | 4.0931 | 9.9727 | 30.0822 | 5.0137 | 12.2156 | 14.7075 | 1.2295 | 1.5892 | 19.8744 | 4.0931 | 9.9727 | 26.1339 | 5.3823 | 13.1136 | 12.7771 | 1.3199 | 1.706 | 19.8744 | 6.4592 | 27.7932 | 26.1339 | 8.4935 | 36.5467 | 12.7771 | 2.0828 | 4.7546
PA | INSIG | MUNICIPAL | MYERS SR STP | PAG046369 | 001 | 1.0188 | 1.878% | 0.00040027 | 0.00040779 | 24.5587 | 4.0931 | 9.9727 | 30.0822 | 5.0137 | 12.2156 | 14.2448 | 0.99354 | 1.2945 | 21.0426 | 4.0931 | 9.9727 | 26.1339 | 5.0835 | 12.3856 | 12.3751 | 1.0074 | 1.3125 | 21.0426 | 6.8388 | 29.4268 | 26.1339 | 8.4935 | 36.5467 | 12.3751 | 1.6831 | 3.8728
PA | INSIG | MUNICIPAL | MYERS, TERRY | PAG044917 | 001 | 1.0787 | 7.866% | 0.00040055 | 0.00043206 | 24.5587 | 4.0931 | 9.9727 | 30.0822 | 5.0137 | 12.2156 | 15.1382 | 0.9835 | 0.76015 | 24.5587 | 4.0931 | 9.9727 | 32.3156 | 5.3859 | 13.1226 | 16.2622 | 1.0565 | 0.81658
PA | INSIG | MUNICIPAL | MYERS/BRADFORD SFSTF | PAG045003 | 001 | 1.0689 | 6.893% | 0.00040027 | 0.00042787 | 24.5587 | 4.0931 | 9.9727 | 30.0822 | 5.0137 | 12.2156 | 16.9591 | 2.1004 | 2.7018 | 20.0553 | 4.0931 | 9.9727 | 26.1339 | 5.3337 | 12.9953 | 14.7333 | 2.2344 | 2.8742 | 20.0553 | 6.518 | 28.0462 | 26.1339 | 8.4935 | 36.5467 | 14.7333 | 3.5581 | 8.0832
PA | INSIG | MUNICIPAL | NANCY J & RUSSELL E. BUTLER | PAG044801 | 001 | 1.0324 | 3.236% | 0.00040027 | 0.00041323 | 24.5587 | 4.0931 | 9.9727 | 30.0822 | 5.0137 | 12.2156 | 19.1967 | 1.4617 | 1.9092 | 24.5587 | 4.0931 | 9.9727 | 30.9073 | 5.1512 | 12.5507 | 19.7232 | 1.5018 | 1.9616
PA | INSIG | MUNICIPAL | NATHAN & TANYA SHIPMAN | PAG045269 | 001 | 1.0375 | 3.75% | 0.00040055 | 0.00041557 | 24.5587 | 4.0931 | 9.9727 | 30.0822 | 5.0137 | 12.2156 | 21.378 | 1.8574 | 3.53 | 24.5587 | 4.0931 | 9.9727 | 31.0825 | 5.1804 | 12.6218 | 22.0889 | 1.9191 | 3.6474
PA | INSIG | MUNICIPAL | NATHAN SINGER SRSTP | PA0234044 | 001 | 1.0534 | 5.342% | 0.00040022 | 0.0004216 | 24.9197 | 3.9872 | 9.9727 | 30.5244 | 4.8839 | 12.2156 | 15.5432 | 1.7511 | 2.0243 | 20.6525 | 3.9872 | 9.9727 | 26.5179 | 5.1195 | 12.8049 | 13.5031 | 1.8355 | 2.1219 | 20.6525 | 6.4441 | 28.4632 | 26.5179 | 8.2742 | 36.5467 | 13.5031 | 2.9666 | 6.0562
PA | INSIG | MUNICIPAL | NATIONAL TOY TRAIN MUSEUM | PA0261122 | 001 | 1.0784 | 7.837% | 0.0020011 | 0.0021579 | 24.8862 | 3.9294 | 9.9727 | 152.4164 | 24.0658 | 61.0781 | 85.9542 | 13.2617 | 25.5436 | 20.1473 | 3.9294 | 9.9727 | 132.409 | 25.8242 | 65.541 | 74.6711 | 14.2308 | 27.4101 | 20.1473 | 6.2037 | 27.8046 | 132.409 | 40.7712 | 182.7336 | 74.6711 | 22.4675 | 76.4215
PA | INSIG | MUNICIPAL | NELSON TWP AUTH | PA0060208 | 001 | 1.0534 | 5.342% | 0.050027 | 0.0527 | 12.8004 | 1.0848 | 29.918 | 1959.9208 | 166.1036 | 4580.856 | 1008.0377 | 47.4268 | 316.7141 | 10.6088 | 1.0848 | 28.4632 | 1702.7121 | 174.1167 | 4568.34 | 875.7486 | 49.7147 | 315.8487 | 10.6088 | 1.7528 | 28.4632 | 1702.7121 | 281.3234 | 4568.34 | 875.7486 | 80.325 | 315.8487
PA | INSIG | MUNICIPAL | NESCOPECK BORO | PA0020745 | 001 | 1.0661 | 6.609% | 0.25014 | 0.26667 | 4.6301 | 2.1088 | 29.918 | 3544.6849 | 1614.411 | 22904.28 | 2853.5398 | 782.6435 | 6740.8251 | 4.6301 | 2.1088 | 28.1249 | 3760.3842 | 1712.6502 | 22841.7 | 3027.1819 | 830.2685 | 6722.4075 | 20.4071 | 6.3675 | 28.1249 | 16573.6651 | 5171.3864 | 22841.7 | 13342.1205 | 2507.0146 | 6722.4075
PA | INSIG | MUNICIPAL | NEVIUS RANDY SFTF | PAG045033 | 001 | 1.0689 | 6.893% | 0.00040027 | 0.00042787 | 24.5587 | 4.0931 | 9.9727 | 30.0822 | 5.0137 | 12.2156 | 17.8505 | 1.9737 | 2.2909 | 20.0553 | 4.0931 | 9.9727 | 26.1339 | 5.3337 | 12.9953 | 15.5076 | 2.0997 | 2.4371 | 20.0553 | 6.518 | 28.0462 | 26.1339 | 8.4935 | 36.5467 | 15.5076 | 3.3436 | 6.8538
PA | INSIG | MUNICIPAL | NEW ALBANY BORO | PA0114286 | 001 | 1.0689 | 6.893% | 0.040022 | 0.042781 | 23.3448 | 5.2331 | 29.918 | 2859.5258 | 641.0124 | 3664.6848 | 1810.7074 | 231.9732 | 681.4613 | 19.0665 | 5.2331 | 28.05 | 2484.1935 | 681.833 | 3654.672 | 1573.0397 | 246.7456 | 679.5994 | 19.0665 | 8.3351 | 28.05 | 2484.1935 | 1085.9911 | 3654.672 | 1573.0397 | 393.0047 | 679.5994
PA | INSIG | MUNICIPAL | NEW BERLIN MUN AUTH | PA0036846 | 001 | 1.0197 | 1.968% | 0.13157 | 0.13416 | 9.1595 | 3.2894 | 0 | 3688.4266 | 1324.6063 | 0 | 2991.319 | 598.4357 | 0 | 7.8422 | 3.2894 | 0 | 3204.2954 | 1344.0446 | 0 | 2598.688 | 607.2175 | 0 | 7.8422 | 5.4923 | 29.4048 | 3204.2954 | 2244.1231 | 12014.7342 | 2598.688 | 1013.8584 | 3280.6984
PA | INSIG | MUNICIPAL | New Buffalo Borough | PA0260762 | 001 | 1.0797 | 7.973% | 0.020011 | 0.021606 | 29.4551 | 4.1466 | 29.918 | 1803.992 | 253.963 | 1832.3424 | 1413.6238 | 97.8572 | 495.0557 | 23.8165 | 4.1466 | 27.7696 | 1567.2058 | 272.8633 | 1827.336 | 1228.076 | 105.1399 | 493.7031 | 23.8165 | 6.5386 | 27.7696 | 1567.2058 | 430.2593 | 1827.336 | 1228.076 | 165.7879 | 493.7031
PA | INSIG | MUNICIPAL | NEW BUFFALO RESTAURANT INC | PA0080489 | 001 | 1.0388 | 3.877% | 0.015008 | 0.01559 | 10.9647 | 1.2161 | 29.918 | 503.6526 | 55.8597 | 1374.2568 | 403.485 | 23.5526 | 359.6121 | 9.2152 | 1.2161 | 28.8645 | 437.5448 | 57.7404 | 1370.502 | 350.5248 | 24.3456 | 358.6296 | 9.2152 | 1.9932 | 28.8645 | 437.5448 | 94.6364 | 1370.502 | 350.5248 | 39.9023 | 358.6296
PA | INSIG | MUNICIPAL | NEW LIFE FOR GIRLS | PA0082163 | 001 | 1.0648 | 6.482% | 0.0050027 | 0.005327 | 14.4784 | 0.43659 | 29.918 | 221.6835 | 6.6848 | 458.0856 | 149.3792 | 1.2364 | 25.394 | 11.8707 | 0.43659 | 28.1584 | 192.586 | 7.0832 | 456.834 | 129.7722 | 1.31 | 25.3246 | 11.8707 | 0.69807 | 28.1584 | 192.586 | 11.3253 | 456.834 | 129.7722 | 2.0946 | 25.3246
PA | INSIG | MUNICIPAL | NEW MORGAN STP | PA0088048 | 001 | 1.0281 | 2.809% | 0.018246 | 0.018759 | 25.9546 | 0.38159 | 5.2242 | 1333.4821 | 19.6051 | 268.408 | 824.3186 | 9.9166 | 97.3131 | 25.9546 | 0.38159 | 5.2242 | 1482.8303 | 21.8009 | 298.4693 | 916.6411 | 11.0273 | 108.212 | 159.841 | 21.3191 | 319.8459 | 9132 | 1218 | 18273.36 | 5645.1279 | 616.0868 | 6625.1273
PA | INSIG | MUNICIPAL | NEW OXFORD MHC LLC | PA0080284 | 001 | 1.0294 | 2.943% | 0.01886 | 0.019415 | 10.0754 | 1.963 | 9.9727 | 581.589 | 113.3096 | 575.6609 | 370.3383 | 21.3616 | 35.3709 | 8.5449 | 1.963 | 9.9727 | 505.2661 | 116.0712 | 589.6908 | 321.7381 | 21.8822 | 36.233 | 8.5449 | 3.2473 | 29.0492 | 505.2661 | 192.0136 | 1717.6958 | 321.7381 | 36.1992 | 105.5422
PA | INSIG | MUNICIPAL | NEWBURG-HOPEWELL JOINT AUTH | PA0080799 | 001 | 1.1488 | 14.88% | 0.05503 | 0.063217 | 7.962 | 0.14336 | 29.918 | 1340.9979 | 24.1448 | 5038.9416 | 947.7799 | 10.6797 | 1325.9514 | 6.0511 | 0.14336 | 26.1005 | 1165.0358 | 27.6006 | 5025.174 | 823.4148 | 12.2083 | 1322.3286 | 6.0511 | 0.21273 | 26.1005 | 1165.0358 | 40.9574 | 5025.174 | 823.4148 | 18.1163 | 1322.3286
PA | INSIG | MUNICIPAL | NEWPORT PLAZA ASSOCIATES LP | PA0086622 | 001 | 1.0797 | 7.973% | 0.015008 | 0.016205 | 11.164 | 5.3328 | 9.9727 | 512.8099 | 244.9583 | 458.0856 | 412.3485 | 91.3876 | 119.2007 | 9.0269 | 5.3328 | 9.9727 | 445.5001 | 263.1884 | 492.1769 | 358.2249 | 98.1888 | 128.0718 | 9.0269 | 8.409 | 27.7696 | 445.5001 | 415.0038 | 1370.502 | 358.2249 | 154.8271 | 356.625
PA | INSIG | MUNICIPAL | NEXANS INC - BERK-TEK INC | PA0084247 | 001 | 1.0784 | 7.837% | 0.0075041 | 0.0080922 | 30.0731 | 3.2296 | 7.4795 | 690.6909 | 74.1743 | 171.7821 | 416.1074 | 41.6725 | 70.8372 | 24.3468 | 3.2296 | 7.4795 | 600.033 | 79.5942 | 184.3341 | 361.4905 | 44.7175 | 76.0133 | 24.3468 | 5.0989 | 27.8046 | 600.033 | 125.6647 | 685.251 | 361.4905 | 70.6008 | 282.5747
PA | INSIG | MUNICIPAL | NICHOLAS WOLFF FOUNDATION - CAMP VICTORY | PA0115053 | 001 | 1.0214 | 2.139% | 0.010005 | 0.01022 | 24.9197 | 3.9872 | 29.918 | 763.11 | 122.0976 | 916.1712 | 506.8806 | 50.6603 | 270.5215 | 21.3 | 3.9872 | 29.3555 | 662.9466 | 124.0972 | 913.668 | 440.3491 | 51.4899 | 269.7824 | 21.3 | 6.6461 | 29.3555 | 662.9466 | 206.8555 | 913.668 | 440.3491 | 85.8277 | 269.7824
PA | INSIG | MUNICIPAL | NICHOLSON BORO WATER AUTHORITY | PA0065048 | 001 | 1.0284 | 2.841% | 0.090049 | 0.092608 | 24.9197 | 3.9872 | 29.918 | 6867.99 | 1098.8784 | 8245.5408 | 3688.0503 | 481.688 | 2130.6328 | 21.1546 | 3.9872 | 29.1551 | 5966.5194 | 1124.5515 | 8223.012 | 3203.9686 | 492.9417 | 2124.8114 | 21.1546 | 6.6008 | 29.1551 | 5966.5194 | 1861.6991 | 8223.012 | 3203.9686 | 816.0668 | 2124.8114
PA | INSIG | MUNICIPAL | NICOLAAS BUISMAN SRSTP | PAG045159 | 001 | 1.0324 | 3.236% | 0.00040027 | 0.00041323 | 24.5587 | 4.0931 | 9.9727 | 30.0822 | 5.0137 | 12.2156 | 20.4369 | 1.4617 | 1.9092 | 20.7658 | 4.0931 | 9.9727 | 26.1339 | 5.1512 | 12.5507 | 17.7545 | 1.5018 | 1.9616 | 20.7658 | 6.7489 | 29.0398 | 26.1339 | 8.4935 | 36.5467 | 17.7545 | 2.4762 | 5.7121
PA | INSIG | MUNICIPAL | NIHART SR STP | PAG046398 | 001 | 1.0878 | 8.781% | 0.00040027 | 0.00043542 | 24.5587 | 4.0931 | 9.9727 | 30.0822 | 5.0137 | 12.2156 | 8.2835 | 0.24933 | 0.17801 | 19.7072 | 4.0931 | 9.9727 | 26.1339 | 5.4279 | 13.2248 | 7.1963 | 0.26992 | 0.19271 | 19.7072 | 6.4048 | 27.5594 | 26.1339 | 8.4935 | 36.5467 | 7.1963 | 0.42237 | 0.53256
PA | INSIG | MUNICIPAL | NORMA J BAIR | PAG043872 | 001 | 1.0648 | 6.482% | 0.0019026 | 0.0020259 | 24.9197 | 3.9872 | 9.9727 | 144.9909 | 23.1985 | 58.0242 | 97.7007 | 4.2906 | 3.2166 | 24.9197 | 3.9872 | 9.9727 | 153.7566 | 24.601 | 61.5321 | 103.6073 | 4.55 | 3.411
PA | INSIG | MUNICIPAL | NORMAN D EISLEY SFTF | PAG044880 | 001 | 1.0324 | 3.236% | 0.00040027 | 0.00041323 | 24.5587 | 4.0931 | 9.9727 | 30.0822 | 5.0137 | 12.2156 | 17.9502 | 1.776 | 3.0764 | 20.7658 | 4.0931 | 9.9727 | 26.1339 | 5.1512 | 12.5507 | 15.5942 | 1.8248 | 3.1608 | 20.7658 | 6.7489 | 29.0398 | 26.1339 | 8.4935 | 36.5467 | 15.5942 | 3.0087 | 9.204
PA | INSIG | MUNICIPAL | NORRIS, FRANKLIN | PAG043588 | 001 | 1.0388 | 3.877% | 0.00040055 | 0.00041608 | 24.5587 | 4.0931 | 9.9727 | 30.0822 | 5.0137 | 12.2156 | 19.9571 | 2.364 | 3.0848 | 24.5587 | 4.0931 | 9.9727 | 31.1206 | 5.1868 | 12.6373 | 20.6459 | 2.4456 | 3.1912
PA | INSIG | MUNICIPAL | NORTH CAROLINA ASSOC PTRSHP - | PA0083551 | 001 | 1.0294 | 2.943% | 0.064035 | 0.06592 | 11.6923 | 3.0203 | 29.918 | 2291.5278 | 591.9292 | 5863.4957 | 1402.0618 | 111.593 | 360.277 | 9.916 | 3.0203 | 29.1264 | 1990.7491 | 606.3556 | 5847.4752 | 1218.0316 | 114.3127 | 359.2926 | 9.916 | 4.9951 | 29.1264 | 1990.7491 | 1002.8353 | 5847.4752 | 1218.0316 | 189.0587 | 359.2926
PA | INSIG | MUNICIPAL | NORTH CENTRE TWP SUPERVISORS | PA0209473 | 001 | 1.0214 | 2.139% | 0.00040022 | 0.00040878 | 24.9197 | 3.9872 | 29.918 | 30.5244 | 4.8839 | 36.6468 | 21.847 | 2.3676 | 10.7853 | 21.3 | 3.9872 | 29.3555 | 26.5179 | 4.9639 | 36.5467 | 18.9794 | 2.4064 | 10.7559 | 21.3 | 6.6461 | 29.3555 | 26.5179 | 8.2742 | 36.5467 | 18.9794 | 4.0112 | 10.7559
PA | INSIG | MUNICIPAL | NORTHEAST BRADFORD SCH DIST | PA0033910 | 001 | 1.0689 | 6.893% | 0.010005 | 0.010695 | 14.6927 | 5.4953 | 29.918 | 449.9297 | 168.281 | 916.1712 | 282.6494 | 66.2457 | 171.8153 | 12 | 5.4953 | 28.05 | 390.8733 | 178.9974 | 913.668 | 245.5497 | 70.4644 | 171.3458 | 12 | 8.7527 | 28.05 | 390.8733 | 285.0985 | 913.668 | 245.5497 | 112.2323 | 171.3458
PA | INSIG | MUNICIPAL | NORTHEASTERN YORK CO SEW AUTH | PA0247103 | 001 | 1.0648 | 6.482% | 0.30016 | 0.31962 | 14.0448 | 1.4085 | 29.918 | 12902.6639 | 1293.9293 | 27485.136 | 9404.6522 | 637.736 | 7758.0301 | 11.5152 | 1.4085 | 28.1584 | 11209.1012 | 1371.0297 | 27410.04 | 8170.2275 | 675.7363 | 7736.8333 | 11.5152 | 2.252 | 28.1584 | 11209.1012 | 2192.1507 | 27410.04 | 8170.2275 | 1080.4404 | 7736.8333
PA | INSIG | MUNICIPAL | NORTHERN LANCASTER CO AUTH - G | PA0087131 | 001 | 1.0784 | 7.837% | 0.0050027 | 0.0053948 | 25.0837 | 2.7176 | 29.918 | 384.0661 | 41.6102 | 458.0856 | 203.6619 | 23.3774 | 188.8993 | 20.3079 | 2.7176 | 27.8046 | 333.661 | 44.6507 | 456.834 | 176.9332 | 25.0856 | 188.3832 | 20.3079 | 4.29 | 27.8046 | 333.661 | 70.486 | 456.834 | 176.9332 | 39.6003 | 188.3832
PA | INSIG | MUNICIPAL | NORTHERN LANCASTER CO AUTH/KRA | PA0086266 | 001 | 1.0784 | 7.837% | 0.0070038 | 0.0075527 | 32.3648 | 4.2428 | 29.918 | 693.7687 | 90.9475 | 641.3198 | 367.8904 | 51.096 | 264.459 | 26.2021 | 4.2428 | 27.8046 | 602.706 | 97.5929 | 639.5676 | 319.6018 | 54.8295 | 263.7364 | 26.2021 | 6.6979 | 27.8046 | 602.706 | 154.0659 | 639.5676 | 319.6018 | 86.5571 | 263.7364
PA | INSIG | MUNICIPAL | NOWAK , GEORGE J | PAG045262 | 001 | 1.1057 | 10.57% | 0.0004011 | 0.00044347 | 24.5587 | 4.0931 | 9.9727 | 30.0822 | 5.0137 | 12.2156 | 21.3111 | 2.0481 | 2.9318 | 24.5587 | 4.0931 | 9.9727 | 33.1696 | 5.5283 | 13.4693 | 23.4984 | 2.2583 | 3.2327
PA | INSIG | MUNICIPAL | OAK CREEK CAMPGROUND INC | PA0033111 | 001 | 1.0784 | 7.837% | 0.0042323 | 0.004564 | 86.2123 | 11.3534 | 29.918 | 1116.7434 | 147.0656 | 387.5404 | 548.7154 | 82.6242 | 159.8088 | 69.3014 | 11.3534 | 27.6074 | 963.2826 | 157.8116 | 383.7406 | 473.3119 | 88.6615 | 158.2419 | 69.3014 | 17.7979 | 27.6074 | 963.2826 | 247.3888 | 383.7406 | 473.3119 | 138.9876 | 158.2419
PA | INSIG | MUNICIPAL | OAKRIDGE PERSONNEL CARE HOME | PA0209317 | 001 | 1.1079 | 10.79% | 0.0050027 | 0.0055424 | 37.2201 | 4.9839 | 29.918 | 569.8905 | 76.311 | 458.0856 | 397.8306 | 17.6547 | 59.7656 | 29.3305 | 4.9839 | 27.0642 | 495.0885 | 84.1273 | 456.834 | 345.6126 | 19.463 | 59.6023 | 29.3305 | 7.6592 | 27.0642 | 495.0885 | 129.2847 | 456.834 | 345.6126 | 29.9103 | 59.6023
PA | INSIG | MUNICIPAL | OAKWOOD LAKE ASSOCIATES | PA0034088 | 001 | 1.0284 | 2.841% | 0.12007 | 0.12348 | 24.9197 | 3.9872 | 29.918 | 9157.32 | 1465.1712 | 10994.0544 | 6604.629 | 669.2843 | 2813.1704 | 21.1546 | 3.9872 | 29.1551 | 7955.3593 | 1499.402 | 10964.016 | 5737.7264 | 684.9208 | 2805.4841 | 21.1546 | 6.6008 | 29.1551 | 7955.3593 | 2482.2655 | 10964.016 | 5737.7264 | 1133.8889 | 2805.4841
PA | INSIG | MUNICIPAL | OBAS, ANTOINE | PAG044898 | 001 | 1.0214 | 2.139% | 0.00040055 | 0.00040912 | 24.5587 | 4.0931 | 9.9727 | 30.0822 | 5.0137 | 12.2156 | 20.7944 | 2.4306 | 3.5951 | 24.5587 | 4.0931 | 9.9727 | 30.6 | 5.1 | 12.4259 | 21.1523 | 2.4724 | 3.657
PA | INSIG | MUNICIPAL | OBER, DAVID | PA0088552 | 001 | 1.0784 | 7.837% | 0.0032018 | 0.0034527 | 37.4394 | 7.7152 | 29.918 | 366.8789 | 75.6028 | 293.1748 | 250.3712 | 32.7969 | 71.8169 | 30.3105 | 7.7152 | 27.8046 | 318.7235 | 81.1271 | 292.3738 | 217.5082 | 35.1933 | 71.6207 | 30.3105 | 12.1808 | 27.8046 | 318.7235 | 128.0849 | 292.3738 | 217.5082 | 55.5639 | 71.6207
PA | INSIG | MUNICIPAL | OBERDORF SEW SYS | PAG044910 | 001 | 1.0878 | 8.781% | 0.00040027 | 0.00043542 | 24.5587 | 4.0931 | 9.9727 | 30.0822 | 5.0137 | 12.2156 | 17.121 | 1.1711 | 1.0989 | 19.7072 | 4.0931 | 9.9727 | 26.1339 | 5.4279 | 13.2248 | 14.8739 | 1.2678 | 1.1896 | 19.7072 | 6.4048 | 27.5594 | 26.1339 | 8.4935 | 36.5467 | 14.8739 | 1.9838 | 3.2876
PA | INSIG | MUNICIPAL | OBOURN, LEWIS | PAG045039 | 001 | 1.0375 | 3.75% | 0.00040027 | 0.00041528 | 24.5587 | 4.0931 | 9.9727 | 30.0822 | 5.0137 | 12.2156 | 22.6255 | 2.5143 | 3.3084 | 20.6629 | 4.0931 | 9.9727 | 26.1339 | 5.1769 | 12.6132 | 19.6559 | 2.5961 | 3.4161 | 20.6629 | 6.7154 | 28.8958 | 26.1339 | 8.4935 | 36.5467 | 19.6559 | 4.2593 | 9.898
PA | INSIG | MUNICIPAL | OCTORARA AREA SCHOOL DISTRICT | PA0042889 | 001 | 1.0724 | 7.242% | 0.030016 | 0.03219 | 39.8725 | 1.9936 | 29.918 | 3663.0082 | 183.1464 | 2748.5136 | 2999.9543 | 142.0537 | 1391.1804 | 32.4594 | 1.9936 | 27.9589 | 3182.2233 | 195.4444 | 2741.004 | 2606.1979 | 151.5924 | 1387.3794 | 32.4594 | 8.4394 | 27.9589 | 3182.2233 | 827.3701 | 2741.004 | 2606.1979 | 641.7324 | 1387.3794
PA | INSIG | MUNICIPAL | OLEY, MARTIN - VALLEY VIEW PRK | PA0033669 | 001 | 1.0463 | 4.634% | 0.075041 | 0.078519 | 7.6718 | 3.9872 | 29.918 | 1761.9741 | 915.732 | 6871.284 | 731.6094 | 65.9497 | 129.8547 | 7.6718 | 3.9872 | 28.6556 | 1834.5717 | 953.4624 | 6852.51 | 761.7535 | 68.6669 | 129.4999 | 20.7922 | 6.4877 | 28.6556 | 4972.0995 | 1551.4159 | 6852.51 | 2064.5223 | 111.7307 | 129.4999
PA | INSIG | MUNICIPAL | OLIVER MOBILE HOMES | PA0080527 | 001 | 1.026 | 2.596% | 0.029016 | 0.029769 | 20.9844 | 0.93718 | 0 | 1863.539 | 83.2272 | 0 | 1099.0879 | 37.4983 | 0 | 17.8565 | 0.93718 | 0 | 1618.9368 | 84.9684 | 0 | 954.8251 | 38.2828 | 0 | 17.8565 | 1.5549 | 29.2249 | 1618.9368 | 140.972 | 2649.6372 | 954.8251 | 63.5154 | 621.2124
PA | INSIG | MUNICIPAL | ONDER SFTF | PAG045141 | 001 | 1.0356 | 3.558% | 0.00040027 | 0.00041451 | 24.5587 | 4.0931 | 9.9727 | 30.0822 | 5.0137 | 12.2156 | 18.4661 | 0.96288 | 1.0876 | 20.7013 | 4.0931 | 9.9727 | 26.1339 | 5.1673 | 12.5898 | 16.0425 | 0.99237 | 1.1209 | 20.7013 | 6.7279 | 28.9495 | 26.1339 | 8.4935 | 36.5467 | 16.0425 | 1.6312 | 3.2538
PA | INSIG | MUNICIPAL | ORANGE TWP SUPERVISORS | PA0114308 | 001 | 1.0214 | 2.139% | 0.011207 | 0.011447 | 10.4876 | 2.2725 | 29.918 | 417.5051 | 90.4652 | 1191.0226 | 329.7238 | 36.8999 | 353.8451 | 10.4041 | 2.2725 | 26.208 | 362.7113 | 79.2226 | 913.668 | 286.4506 | 32.3141 | 271.4448 | 10.4041 | 4.3967 | 26.208 | 362.7113 | 153.2799 | 913.668 | 286.4506 | 62.5214 | 271.4448
PA | INSIG | MUNICIPAL | ORANGEVILLE BORO | PA0115207 | 001 | 1.0214 | 2.139% | 0.070038 | 0.071537 | 4.4172 | 1.582 | 29.918 | 946.8669 | 339.1146 | 6413.1984 | 754.4419 | 140.7042 | 1893.6508 | 3.7752 | 1.582 | 29.3555 | 822.5046 | 344.6683 | 6395.676 | 655.3529 | 143.0085 | 1888.4769 | 3.7752 | 2.6369 | 29.3555 | 822.5046 | 574.4893 | 6395.676 | 655.3529 | 238.3649 | 1888.4769
PA | INSIG | MUNICIPAL | ORBISONIA ROCKHILL JMA | PA0021695 | 001 | 1.0177 | 1.767% | 0.1831 | 0.18634 | 5.6167 | 1.0843 | 29.918 | 3147.6 | 607.6603 | 16765.933 | 2549.777 | 191.3729 | 3791.254 | 5.6167 | 1.0843 | 29.4629 | 3187.487 | 615.3607 | 16720.1244 | 2582.0882 | 193.798 | 3780.8954 | 6.5536 | 1.5959 | 29.4629 | 3719.1623 | 905.6701 | 16720.1244 | 3012.7826 | 285.2263 | 3780.8954
PA | INSIG | MUNICIPAL | ORNDORF SRSTP | PAG045186 | 001 | 1.0689 | 6.893% | 0.00040027 | 0.00042787 | 24.5587 | 4.0931 | 9.9727 | 30.0822 | 5.0137 | 12.2156 | 21.1741 | 2.1004 | 2.7018 | 20.0553 | 4.0931 | 9.9727 | 26.1339 | 5.3337 | 12.9953 | 18.395 | 2.2344 | 2.8742 | 20.0553 | 6.518 | 28.0462 | 26.1339 | 8.4935 | 36.5467 | 18.395 | 3.5581 | 8.0832
PA | INSIG | MUNICIPAL | OTT, DAVID M - DAVE AND JANES CRAB HOUSE | PA0087025 | 001 | 1.0294 | 2.943% | 0.0034019 | 0.003502 | 52.5308 | 5.5521 | 29.918 | 546.9362 | 57.8071 | 311.4982 | 344.3307 | 38.9901 | 164.2807 | 44.55 | 5.5521 | 29.1264 | 475.1471 | 59.216 | 310.6471 | 299.135 | 39.9403 | 163.8319 | 44.55 | 9.1825 | 29.1264 | 475.1471 | 97.9357 | 310.6471 | 299.135 | 66.0562 | 163.8319
PA | INSIG | MUNICIPAL | OTTERBEIN UNITED METH CHRCH OF DUNCANNON | PA0248231 | 001 | 1.0797 | 7.973% | 0.0020011 | 0.0021606 | 24.9197 | 3.9872 | 9.9727 | 152.622 | 24.4195 | 61.0781 | 113.7529 | 9.7295 | 15.1136 | 20.1493 | 3.9872 | 9.9727 | 132.5893 | 26.2369 | 65.6236 | 98.822 | 10.4536 | 16.2384 | 20.1493 | 6.2871 | 27.7696 | 132.5893 | 41.3711 | 182.7336 | 98.822 | 16.4835 | 45.2169
PA | INSIG | MUNICIPAL | OUTDOOR WORLD RESORTS LLC | PA0081191 | 001 | 1.026 | 2.596% | 0.025014 | 0.025663 | 73.5332 | 4.5155 | 0 | 5629.4625 | 345.6888 | 0 | 4503.3578 | 144.867 | 0 | 62.5724 | 4.5155 | 0 | 4890.5571 | 352.9208 | 0 | 3912.2613 | 147.8977 | 0 | 62.5724 | 7.4932 | 29.2249 | 4890.5571 | 585.6595 | 2284.17 | 3912.2613 | 245.431 | 634.1548
PA | INSIG | MUNICIPAL | OUTDOOR WORLD RESORTS LLC | PA0081710 | 001 | 1.0784 | 7.837% | 0.060033 | 0.064737 | 69.6756 | 0.57795 | 0 | 12801.9279 | 106.1901 | 0 | 9025.9745 | 59.8018 | 0 | 56.4085 | 0.57795 | 0 | 11121.5923 | 113.9494 | 0 | 7841.257 | 64.1715 | 0 | 56.4085 | 0.91277 | 27.8046 | 11121.5923 | 179.9642 | 5482.008 | 7841.257 | 101.3482 | 2410.5629
PA | INSIG | MUNICIPAL | OUTDOOR WORLD RESORTS LLC | PA0083399 | 001 | 1.0648 | 6.482% | 0.050027 | 0.05327 | 6.549 | 1.3098 | 29.918 | 1002.7397 | 200.5479 | 4580.856 | 689.797 | 37.0914 | 253.9401 | 6.549 | 1.3098 | 28.1584 | 1062.4892 | 212.4978 | 4568.34 | 730.8993 | 39.3015 | 253.2463 | 94.5934 | 19.3644 | 28.1584 | 15346.551 | 3141.6172 | 4568.34 | 10557.0807 | 581.0424 | 253.2463
PA | INSIG | MUNICIPAL | PA COLLEGE OF TECHNOLOGY | PA0041327 | 001 | 1.0375 | 3.75% | 0.0060033 | 0.0062284 | 12.1011 | 1.2089 | 0 | 222.3416 | 22.2127 | 0 | 155.2894 | 9.4038 | 0 | 10.1827 | 1.2089 | 0 | 193.1561 | 22.9325 | 0 | 134.9055 | 9.7085 | 0 | 10.1827 | 1.9841 | 28.8998 | 193.1561 | 37.6374 | 548.2008 | 134.9055 | 15.9338 | 106.5063
PA | INSIG | MUNICIPAL | PA DCNR - BUR OF DESIGN - RICK | PA0032115 | 001 | 1.0463 | 4.634% | 0.10506 | 0.10993 | 24.9197 | 3.9872 | 29.918 | 8012.655 | 1282.0248 | 9619.7976 | 4035.2324 | 170.4412 | 154.4393 | 20.7922 | 3.9872 | 28.6556 | 6960.9394 | 1334.8473 | 9593.514 | 3505.5806 | 177.4638 | 154.0173 | 20.7922 | 6.4877 | 28.6556 | 6960.9394 | 2171.9823 | 9593.514 | 3505.5806 | 288.7582 | 154.0173
PA | INSIG | MUNICIPAL | PA DCNR - LACKAWANNA STATE PARK | PA0032140 | 001 | 1.0665 | 6.65% | 0.10506 | 0.11204 | 12.101 | 1.7046 | 29.918 | 3890.941 | 548.0975 | 9619.7976 | 1773.5785 | 217.7941 | 2145.6104 | 12.101 | 1.7046 | 28.1139 | 4129.3228 | 581.6772 | 9593.514 | 1882.2383 | 231.1375 | 2139.7481 | 20.3991 | 6.365 | 28.1139 | 6960.9394 | 2171.9823 | 9593.514 | 3172.9529 | 863.0672 | 2139.7481
PA | INSIG | MUNICIPAL | PA DCNR - PARKER DAM STATE PAR | PA0044245 | 001 | 1.0324 | 3.236% | 0.090049 | 0.092963 | 9.5492 | 0.61402 | 19.9454 | 2631.8138 | 169.2273 | 5497.0272 | 1467.1309 | 40.0035 | 744.1785 | 8.0755 | 0.61402 | 19.9454 | 2286.3703 | 173.8452 | 5647.0318 | 1274.56 | 41.0952 | 764.4859 | 8.0755 | 1.0126 | 29.0437 | 2286.3703 | 286.7017 | 8223.012 | 1274.56 | 67.7732 | 1113.2178
PA | INSIG | MUNICIPAL | PA DCNR - PRINCE GALLITZIN SP | PA0032085 | 001 | 1.0878 | 8.781% | 0.12007 | 0.13061 | 24.9197 | 3.9872 | 29.918 | 9157.32 | 1465.1712 | 10994.0544 | 4505.3935 | 495.4967 | 2513.351 | 19.9995 | 3.9872 | 27.5632 | 7955.3593 | 1586.0034 | 10964.016 | 3914.0298 | 536.3601 | 2506.484 | 19.9995 | 6.2403 | 27.5632 | 7955.3593 | 2482.2655 | 10964.016 | 3914.0298 | 839.4611 | 2506.484
PA | INSIG | MUNICIPAL | PA DCNR - SHAWNEE STATE PARK | PA0032093 | 001 | 1.0173 | 1.731% | 0.10005 | 0.10179 | 34.2796 | 4.3211 | 29.918 | 10497.3412 | 1323.2327 | 9161.712 | 5468.9608 | 285.4828 | 757.3623 | 29.418 | 4.3211 | 29.4735 | 9119.4935 | 1339.5209 | 9136.68 | 4751.1224 | 288.9969 | 755.293 | 29.418 | 7.2317 | 29.4735 | 9119.4935 | 2241.796 | 9136.68 | 4751.1224 | 483.6596 | 755.293
PA | INSIG | MUNICIPAL | PA DEPT OF AGRCLTURE | PAG042229 | 001 | 1.0284 | 2.841% | 0.00045062 | 0.00046342 | 24.9197 | 3.9872 | 9.9727 | 34.34 | 5.4944 | 13.7426 | 27.6732 | 2.8543 | 6.4828 | 24.9197 | 3.9872 | 9.9727 | 35.1711 | 5.6274 | 14.0752 | 28.343 | 2.9234 | 6.6397
PA | INSIG | MUNICIPAL | PA DEPT OF CORRECTIONS - QUEHA | PA0113948 | 001 | 1.0324 | 3.236% | 0.060033 | 0.061976 | 9.2901 | 4.1367 | 19.9454 | 1706.9244 | 760.0576 | 3664.6848 | 1068.3749 | 194.843 | 471.0498 | 7.8563 | 4.1367 | 19.9454 | 1482.879 | 780.7982 | 3764.6879 | 928.1434 | 200.1599 | 483.904 | 7.8563 | 6.8221 | 29.0437 | 1482.879 | 1287.6752 | 5482.008 | 928.1434 | 330.0993 | 704.6442
PA | INSIG | MUNICIPAL | PA DEPT OF ENVIROMENTAL PROTEC | PAG045180 | 001 | 1.0324 | 3.236% | 0.0008011 | 0.00082702 | 24.9197 | 3.9872 | 9.9727 | 61.0488 | 9.7678 | 24.4312 | 35.6589 | 3.9668 | 5.8226 | 24.9197 | 3.9872 | 9.9727 | 62.7662 | 10.0426 | 25.1185 | 36.6621 | 4.0784 | 5.9864
PA | INSIG | MUNICIPAL | PA DEPT OF PUBLIC WELFARE | PA0029432 | 001 | 1.0665 | 6.65% | 0.23464 | 0.25025 | 15.0099 | 3.6799 | 9.857 | 10092.8252 | 2474.4177 | 6627.9563 | 6897.6007 | 1083.3187 | 1591.0214 | 8.2806 | 3.6799 | 9.857 | 6310.9202 | 2804.6029 | 7512.3879 | 4312.9854 | 1227.8763 | 1803.3266 | 8.2806 | 4.6153 | 47.3535 | 6310.9202 | 3517.5253 | 36089.886 | 4312.9854 | 1539.999 | 8663.2709
PA | INSIG | MUNICIPAL | PA DOT - BUR OF DESIGN | PA0032816 | 001 | 1.1079 | 10.79% | 0.032018 | 0.035471 | 111.6404 | 11.0644 | 9.9727 | 10939.945 | 1084.2267 | 977.2493 | 4912.8872 | 463.1365 | 263.7111 | 87.9758 | 11.0644 | 9.9727 | 9504.0025 | 1195.2802 | 1077.3455 | 4268.0372 | 510.5739 | 290.7221 | 87.9758 | 17.0034 | 27.0642 | 9504.0025 | 1836.8765 | 2923.7376 | 4268.0372 | 784.6371 | 788.9717
PA | INSIG | MUNICIPAL | PA DOT - BUR OF DESIGN | PA0035599 | 001 | 1.1057 | 10.57% | 0.0070038 | 0.0077438 | 39.1713 | 3.6734 | 29.918 | 839.6713 | 78.7417 | 641.3198 | 616.3667 | 32.166 | 153.9208 | 30.9296 | 3.6734 | 27.1184 | 729.4508 | 86.6333 | 639.5676 | 535.4585 | 35.3897 | 153.5003 | 30.9296 | 5.6561 | 27.1184 | 729.4508 | 133.3959 | 639.5676 | 535.4585 | 54.4922 | 153.5003
PA | INSIG | MUNICIPAL | PA DOT - BUR OF DESIGN | PA0035602 | 001 | 1.1057 | 10.57% | 0.0070038 | 0.0077438 | 26.0732 | 2.331 | 29.918 | 558.9033 | 49.9667 | 641.3198 | 395.6617 | 20.4114 | 153.9208 | 20.5874 | 2.331 | 27.1184 | 485.5394 | 54.9745 | 639.5676 | 343.7256 | 22.4571 | 153.5003 | 20.5874 | 3.5902 | 27.1184 | 485.5394 | 84.6711 | 639.5676 | 343.7256 | 34.5882 | 153.5003
PA | INSIG | MUNICIPAL | PA DOT - BUR OF DESIGN - REST | PA0035637 | 001 | 1.0665 | 6.65% | 0.0098054 | 0.010457 | 24.9197 | 3.9872 | 29.918 | 747.8478 | 119.6556 | 897.8478 | 291.6895 | 28.8253 | 75.722 | 20.3991 | 3.9872 | 28.1139 | 649.6877 | 126.9865 | 895.3946 | 253.4033 | 30.5913 | 75.5151 | 20.3991 | 6.365 | 28.1139 | 649.6877 | 202.7183 | 895.3946 | 253.4033 | 48.8353 | 75.5151
PA | INSIG | MUNICIPAL | PA DOT - ENGINEERING DIST 4-0 | PA0035611 | 001 | 1.0261 | 2.614% | 0.0059032 | 0.0060575 | 24.9197 | 3.9872 | 29.918 | 450.2349 | 72.0376 | 540.541 | 160.7891 | 29.1742 | 110.2802 | 21.2016 | 3.9872 | 29.2199 | 391.1385 | 73.5573 | 539.0641 | 139.6844 | 29.7896 | 109.9789 | 21.2016 | 6.6154 | 29.2199 | 391.1385 | 122.0447 | 539.0641 | 139.6844 | 49.4263 | 109.9789
PA | INSIG | MUNICIPAL | PA DOT - SAFETY REST #38 | PA0032824 | 001 | 1.0214 | 2.139% | 0.013007 | 0.013285 | 35.9504 | 2.7748 | 29.918 | 1431.167 | 110.4617 | 1191.0226 | 1094.9462 | 48.9413 | 406.429 | 30.7283 | 2.7748 | 29.3555 | 1243.3113 | 112.2707 | 1187.7684 | 951.223 | 49.7428 | 405.3185 | 30.7283 | 4.6257 | 29.3555 | 1243.3113 | 187.1628 | 1187.7684 | 951.223 | 82.9246 | 405.3185
PA | INSIG | MUNICIPAL | PA DOT - SAFETY REST AREA SITE NO. 3 | PA0035653 | 001 | 1.027 | 2.705% | 0.0065036 | 0.0066795 | 112.0382 | 6.3979 | 29.918 | 2230.0932 | 127.3479 | 595.5113 | 899.7703 | 21.2805 | 44.0191 | 112.0382 | 6.3979 | 29.1939 | 2279.1647 | 130.1501 | 593.8842 | 919.569 | 21.7488 | 43.8988 | 204.7761 | 18.7066 | 29.1939 | 4165.7099 | 380.5442 | 593.8842 | 1680.7288 | 63.5909 | 43.8988
PA | INSIG | MUNICIPAL | PA HISTORICAL & MUSEUM COMM - | PA0060445 | 001 | 1.0463 | 4.634% | 0.020011 | 0.020938 | 13.3264 | 1.0757 | 29.918 | 816.18 | 65.88 | 1832.3424 | 640.0987 | 32.9845 | 508.1111 | 13.3264 | 1.0757 | 28.6556 | 849.8086 | 68.5944 | 1827.336 | 666.4723 | 34.3435 | 506.7228 | 20.7922 | 6.4877 | 28.6556 | 1325.8932 | 413.7109 | 1827.336 | 1039.8472 | 207.1348 | 506.7228
PA | INSIG | MUNICIPAL | Pa Lions Beacon Lodge Camp, Inc | PA0029335 | 001 | 1.0539 | 5.39% | 0.016411 | 0.017296 | 8.7534 | 1.1352 | 29.918 | 536.1043 | 69.5263 | 1832.3424 | 416.2873 | 26.41 | 491.7122 | 8.7534 | 1.1352 | 3.4691 | 461.0815 | 59.7967 | 182.7336 | 358.0317 | 22.7142 | 49.0369 | 8.8418 | 2.2363 | 3.4691 | 465.7386 | 117.7938 | 182.7336 | 361.6479 | 44.7448 | 49.0369
PA | INSIG | MUNICIPAL | PALM CITY PARK EXS | PA0033065 | 001 | 1.026 | 2.596% | 0.03602 | 0.036955 | 16.4311 | 1.4053 | 29.918 | 1811.3912 | 154.9233 | 3298.2163 | 1203.0301 | 74.9514 | 936.2844 | 13.9819 | 1.4053 | 29.2249 | 1573.6337 | 158.1643 | 3289.2048 | 1045.1242 | 76.5194 | 933.7263 | 13.9819 | 8.7984 | 29.2249 | 1573.6337 | 990.2378 | 3289.2048 | 1045.1242 | 479.0741 | 933.7263
PA | INSIG | MUNICIPAL | PALMYRA BOROUGH AUTHORITY | PA0024287 | 001 | 1.026 | 2.596% | 0 | 0 |  |  |  | 0 | 0 | 0 | 0 | 0 | 0
PA | INSIG | MUNICIPAL | PANTALONE, FRANKLIN | PAG044913 | 001 | 1.0689 | 6.893% | 0.00040027 | 0.00042787 | 24.5587 | 4.0931 | 9.9727 | 30.0822 | 5.0137 | 12.2156 | 11.4519 | 0.33719 | 0.17238 | 20.0553 | 4.0931 | 9.9727 | 26.1339 | 5.3337 | 12.9953 | 9.9488 | 0.35871 | 0.18338 | 20.0553 | 6.518 | 28.0462 | 26.1339 | 8.4935 | 36.5467 | 9.9488 | 0.57122 | 0.51572
PA | INSIG | MUNICIPAL | PARADISE MOBILE HOME PARK | PA0083721 | 001 | 1.0648 | 6.482% | 0.020011 | 0.021308 | 38.2269 | 5.0338 | 29.918 | 2341.2215 | 308.2964 | 1832.3424 | 1408.8692 | 57.0195 | 101.576 | 31.3418 | 5.0338 | 28.1584 | 2033.9202 | 326.6667 | 1827.336 | 1223.9455 | 60.417 | 101.2985 | 31.3418 | 8.0486 | 28.1584 | 2033.9202 | 522.31 | 1827.336 | 1223.9455 | 96.6013 | 101.2985
PA | INSIG | MUNICIPAL | Paradise Township Sewer Authority | PA0083470 | 001 | 1.0105 | 1.053% | 0.12007 | 0.12133 | 16.3474 | 2.5817 | 29.918 | 6007.2019 | 948.6984 | 10994.0544 | 3547.1382 | 522.7924 | 4597.8513 | 7.1485 | 2.5695 | 29.6712 | 2641.4975 | 949.4665 | 10964.016 | 1559.7539 | 523.2157 | 4585.2889 | 7.1485 | 2.5695 | 29.6712 | 2641.4975 | 949.4665 | 10964.016 | 1559.7539 | 523.2157 | 4585.2889
PA | INSIG | MUNICIPAL | PASSIONIST NUNS | PA0061727 | 001 | 1.0665 | 6.65% | 0.0082245 | 0.0087715 | 24.7687 | 3.963 | 29.918 | 625.7502 | 100.12 | 755.8412 | 266.9107 | 20.2886 | 44.847 | 20.3494 | 3.963 | 28.0454 | 543.6162 | 105.8678 | 749.2078 | 231.8769 | 21.4533 | 44.4535 | 20.3494 | 6.3495 | 28.0454 | 543.6162 | 169.6215 | 749.2078 | 231.8769 | 34.3726 | 44.4535
PA | INSIG | MUNICIPAL | PATRICIA ECKROTH SFTF | PAG045054 | 001 | 1.0689 | 6.893% | 0.00040027 | 0.00042787 | 24.5587 | 4.0931 | 9.9727 | 30.0822 | 5.0137 | 12.2156 | 20.2595 | 1.9737 | 2.2909 | 20.0553 | 4.0931 | 9.9727 | 26.1339 | 5.3337 | 12.9953 | 17.6004 | 2.0997 | 2.4371 | 20.0553 | 6.518 | 28.0462 | 26.1339 | 8.4935 | 36.5467 | 17.6004 | 3.3436 | 6.8538
PA | INSIG | MUNICIPAL | PATRICK MARKEL SFTF | PAG045101 | 001 | 1.0787 | 7.866% | 0.00040027 | 0.00043176 | 24.5587 | 4.0931 | 9.9727 | 30.0822 | 5.0137 | 12.2156 | 14.3944 | 0.99388 | 0.78045 | 19.8744 | 4.0931 | 9.9727 | 26.1339 | 5.3823 | 13.1136 | 12.5051 | 1.0669 | 0.83783 | 19.8744 | 6.4592 | 27.7932 | 26.1339 | 8.4935 | 36.5467 | 12.5051 | 1.6837 | 2.335
PA | INSIG | MUNICIPAL | PATRIOT TREATMENT PLANT INC | PA0111937 | 001 | 1.0214 | 2.139% | 0.020011 | 0.020439 | 4.4556 | 3.8695 | 29.918 | 272.8881 | 236.9914 | 1832.3424 | 211.7582 | 114.8901 | 539.266 | 3.8084 | 3.8695 | 29.3555 | 237.0697 | 240.8727 | 1827.336 | 183.9635 | 116.7716 | 537.7926 | 3.8084 | 6.4501 | 29.3555 | 237.0697 | 401.5064 | 1827.336 | 183.9635 | 194.6446 | 537.7926
PA | INSIG | MUNICIPAL | PATTON SFTF | PAG045184 | 001 | 1.0356 | 3.558% | 0.00040027 | 0.00041451 | 24.5587 | 4.0931 | 9.9727 | 30.0822 | 5.0137 | 12.2156 | 15.9552 | 1.1444 | 1.0879 | 20.7013 | 4.0931 | 9.9727 | 26.1339 | 5.1673 | 12.5898 | 13.8611 | 1.1795 | 1.1212 | 20.7013 | 6.7279 | 28.9495 | 26.1339 | 8.4935 | 36.5467 | 13.8611 | 1.9387 | 3.2547
PA | INSIG | MUNICIPAL | PAUL & SARA EBERLY RESIDENCE | PA0232360 | 001 | 1.0306 | 3.06% | 0.00040027 | 0.00041252 | 24.5587 | 4.0931 | 9.9727 | 30.0822 | 5.0137 | 12.2156 | 23.1431 | 2.3488 | 3.9091 | 24.5587 | 4.0931 | 9.9727 | 30.8547 | 5.1425 | 12.5293 | 23.7374 | 2.4092 | 4.0095
PA | INSIG | MUNICIPAL | PAUL G SMITH SEW SYS | PAG045049 | 001 | 1.0375 | 3.75% | 0.00040027 | 0.00041528 | 24.5587 | 4.0931 | 9.9727 | 30.0822 | 5.0137 | 12.2156 | 21.378 | 1.8574 | 3.53 | 20.6629 | 4.0931 | 9.9727 | 26.1339 | 5.1769 | 12.6132 | 18.5721 | 1.9178 | 3.6449 | 20.6629 | 6.7154 | 28.8958 | 26.1339 | 8.4935 | 36.5467 | 18.5721 | 3.1465 | 10.5612
PA | INSIG | MUNICIPAL | PAUL S & LESLIE A ROBERTS SFTF | PAG045196 | 001 | 1.0388 | 3.877% | 0.00040027 | 0.00041579 | 24.5587 | 4.0931 | 9.9727 | 30.0822 | 5.0137 | 12.2156 | 23.6147 | 2.1135 | 2.7175 | 20.6376 | 4.0931 | 9.9727 | 26.1339 | 5.1832 | 12.6286 | 20.5152 | 2.1849 | 2.8094 | 20.6376 | 6.7072 | 28.8605 | 26.1339 | 8.4935 | 36.5467 | 20.5152 | 3.5803 | 8.1302
PA | INSIG | MUNICIPAL | PEACHEY SINGLE RESIDENCE SEWAGE TMNT SYSTEM | PAG045181 | 001 | 1.0534 | 5.342% | 0.00040027 | 0.00042165 | 24.5587 | 4.0931 | 9.9727 | 30.0822 | 5.0137 | 12.2156 | 15.3181 | 1.7976 | 2.0243 | 20.3507 | 4.0931 | 9.9727 | 26.1339 | 5.2563 | 12.8067 | 13.3076 | 1.8846 | 2.1222 | 20.3507 | 6.614 | 28.4593 | 26.1339 | 8.4935 | 36.5467 | 13.3076 | 3.0452 | 6.0562
PA | INSIG | MUNICIPAL | PEELER, R. TERRY & SHARON | PAG044809 | 001 | 1.0388 | 3.877% | 0.00040027 | 0.00041579 | 24.5587 | 4.0931 | 9.9727 | 30.0822 | 5.0137 | 12.2156 | 19.2359 | 1.8569 | 2.53 | 20.6376 | 4.0931 | 9.9727 | 26.1339 | 5.1832 | 12.6286 | 16.7111 | 1.9196 | 2.6156 | 20.6376 | 6.7072 | 28.8605 | 26.1339 | 8.4935 | 36.5467 | 16.7111 | 3.1456 | 7.5693
PA | INSIG | MUNICIPAL | PEIFER & GROSS INC - ANCHOR MO | PA0083160 | 001 | 1.0294 | 2.943% | 0.021012 | 0.02163 | 19.2572 | 3.2745 | 9.9727 | 1238.3836 | 210.5753 | 641.3198 | 768.4518 | 150.1013 | 318.3963 | 16.8521 | 3.2745 | 9.9727 | 1110.1306 | 215.7075 | 656.95 | 688.8673 | 153.7596 | 326.1562 | 16.8521 | 4.3357 | 29.1264 | 1110.1306 | 285.6157 | 1918.7028 | 688.8673 | 203.5912 | 952.5792
PA | INSIG | MUNICIPAL | PEIFER BROTHERS/SHALAKO MHP | PA0086215 | 001 | 1.0648 | 6.482% | 0.025014 | 0.026635 | 24.0217 | 3.1042 | 29.918 | 1839.0247 | 237.6493 | 2290.428 | 1287.8758 | 91.7624 | 757.1399 | 24.0217 | 3.1042 | 24.8921 | 1948.6052 | 251.8099 | 2019.2063 | 1364.6155 | 97.2302 | 667.483 | 33.4208 | 8.4957 | 24.8921 | 2711.0432 | 689.1545 | 2019.2063 | 1898.5537 | 266.1 | 667.483
PA | INSIG | MUNICIPAL | PEIFER, IRVIN - HOLTWOOD MHP | PA0082147 | 001 | 1.0784 | 7.837% | 0.015008 | 0.016184 | 45.7776 | 1.2759 | 29.918 | 2102.7496 | 58.6068 | 1374.2568 | 1777.7338 | 33.2244 | 619.7428 | 37.0609 | 1.2759 | 27.8046 | 1826.7494 | 62.8892 | 1370.502 | 1544.3941 | 35.6521 | 618.0495 | 37.0609 | 2.0144 | 27.8046 | 1826.7494 | 99.2906 | 1370.502 | 1544.3941 | 56.2881 | 618.0495
PA | INSIG | MUNICIPAL | PEIFER, IRVIN - LAURELWOOD MHP | PA0081396 | 001 | 1.0648 | 6.482% | 0.0033018 | 0.0035158 | 22.3181 | 3.3791 | 9.9727 | 225.5356 | 34.1476 | 100.7788 | 146.5871 | 6.3156 | 5.5867 | 18.2984 | 3.3791 | 9.9727 | 195.9325 | 36.1824 | 106.7839 | 127.3465 | 6.6919 | 5.9196 | 18.2984 | 5.4029 | 28.1584 | 195.9325 | 57.8523 | 301.5104 | 127.3465 | 10.6998 | 16.7143
PA | INSIG | MUNICIPAL | PEIFER, JAY - YORKANA MHP | PA0086932 | 001 | 1.0648 | 6.482% | 0.020011 | 0.021308 | 6.6309 | 0.91686 | 29.918 | 406.1096 | 56.1534 | 1832.3424 | 286.2086 | 21.6823 | 605.712 | 5.4364 | 0.91686 | 28.1584 | 352.7937 | 59.4994 | 1827.336 | 248.6339 | 22.9742 | 604.057 | 5.4364 | 1.4663 | 28.1584 | 352.7937 | 95.1535 | 1827.336 | 248.6339 | 36.7412 | 604.057
PA | INSIG | MUNICIPAL | PENN MANOR SCHOOL DISTRICT - M | PA0083151 | 001 | 1.0784 | 7.837% | 0.0094852 | 0.010228 | 73.6517 | 11.9747 | 29.918 | 2131.3662 | 346.5283 | 865.7818 | 1258.5311 | 190.9588 | 362.0808 | 59.4389 | 11.9747 | 27.8633 | 1851.6099 | 373.0287 | 867.9846 | 1093.3403 | 205.5622 | 363.002 | 59.4389 | 18.846 | 27.8633 | 1851.6099 | 587.0816 | 867.9846 | 1093.3403 | 323.5189 | 363.002
PA | INSIG | MUNICIPAL | PENN STATE UNIVERSITY - PENN S | PA0033529 | 001 | 1.0463 | 4.634% | 0.050027 | 0.052346 | 24.9197 | 3.9872 | 29.918 | 3815.55 | 610.488 | 4580.856 | 2517.0299 | 251.9289 | 994.0773 | 20.7922 | 3.9872 | 28.6556 | 3314.733 | 635.6416 | 4568.34 | 2186.6525 | 262.309 | 991.3613 | 20.7922 | 6.4877 | 28.6556 | 3314.733 | 1034.2773 | 4568.34 | 2186.6525 | 426.8132 | 991.3613
PA | INSIG | MUNICIPAL | PENN SYLVAN REALTY CORP | PA0051861 | 001 | 1.0988 | 9.88% | 0.0040022 | 0.0043976 | 16.3725 | 3.9872 | 0 | 200.5479 | 48.839 | 0 | 94.3942 | 24.7037 | 0 | 13.0082 | 3.9872 | 0 | 174.2224 | 53.4009 | 0 | 82.0033 | 27.0112 | 0 | 13.0082 | 6.1779 | 27.2875 | 174.2224 | 82.7422 | 365.4672 | 82.0033 | 41.8525 | 132.5025
PA | INSIG | MUNICIPAL | Penn Township | PA0228681 | 001 | 2.674 | 167.4% | 0.025014 | 0.066886 | 10.1074 | 2.6116 | 29.918 | 773.7935 | 199.9348 | 2290.428 | 547.9879 | 76.2239 | 586.9161 | 3.3 | 1.6628 | 11.2131 | 672.2279 | 338.7258 | 2284.17 | 476.0608 | 129.1371 | 585.3126 | 3.3 | 1.6628 | 11.2131 | 672.2279 | 338.7258 | 2284.17 | 476.0608 | 129.1371 | 585.3126
PA | INSIG | MUNICIPAL | PENN TWP | PA0058572 | 001 | 1.0239 | 2.385% | 0.35019 | 0.35854 | 24.9197 | 1.1414 | 9.9727 | 26708.85 | 1223.3425 | 10688.664 | 29736.293 | 1461.5383 | 9999.7654 | 21.2489 | 1.1414 | 9.9727 | 23203.1312 | 1246.3695 | 10889.857 | 25833.2016 | 1489.0489 | 10187.9913 | 21.2489 | 1.8979 | 29.2851 | 23203.1312 | 2072.4331 | 31978.38 | 25833.2016 | 2475.9546 | 29917.3309
PA | INSIG | MUNICIPAL | PENN TWP | PA0113034 | 001 | 1.0375 | 3.75% | 0.030016 | 0.031142 | 6.2686 | 0.93539 | 29.918 | 575.8861 | 85.9327 | 2748.5136 | 319.612 | 33.2011 | 757.3227 | 5.275 | 0.93539 | 28.8998 | 500.3125 | 88.7174 | 2741.004 | 277.6693 | 34.277 | 755.2535 | 5.275 | 1.5343 | 28.8998 | 500.3125 | 145.5228 | 2741.004 | 277.6693 | 56.2245 | 755.2535
PA | INSIG | MUNICIPAL | PENN TWP MUN AUTH - COVE FACIL | PA0084701 | 001 | 1.0257 | 2.567% | 0.10005 | 0.10262 | 18.213 | 1.0943 | 29.918 | 5577.3118 | 335.0965 | 9161.712 | 4251.3219 | 125.8371 | 2121.0604 | 15.5028 | 1.0943 | 29.233 | 4845.3441 | 342.0117 | 9136.68 | 3693.3774 | 128.434 | 2115.2652 | 15.5028 | 1.8167 | 29.233 | 4845.3441 | 567.8182 | 9136.68 | 3693.3774 | 213.23 | 2115.2652
PA | INSIG | MUNICIPAL | PENN TWP MUN AUTH - KINKORA NU | PA0084123 | 001 | 1.0797 | 7.973% | 0.015008 | 0.016205 | 7.4153 | 1.1997 | 29.918 | 340.617 | 55.1053 | 1374.2568 | 265.4573 | 20.6934 | 318.1591 | 5.9956 | 1.1997 | 27.7696 | 295.8996 | 59.2063 | 1370.502 | 230.6071 | 22.2335 | 317.2898 | 5.9956 | 1.8924 | 27.7696 | 295.8996 | 93.3952 | 1370.502 | 230.6071 | 35.0723 | 317.2898
PA | INSIG | MUNICIPAL | PENN WEST CONFERENCE UCC | PA0029041 | 001 | 1.0356 | 3.558% | 0.0078043 | 0.0080819 | 28.5469 | 1.8891 | 29.918 | 681.863 | 45.1233 | 714.6135 | 268.6404 | 3.0015 | 8.8423 | 24.0663 | 1.8891 | 28.9535 | 592.3672 | 46.4991 | 712.661 | 233.3808 | 3.093 | 8.8182 | 24.0663 | 3.1055 | 28.9535 | 592.3672 | 76.4383 | 712.661 | 233.3808 | 5.0845 | 8.8182
PA | INSIG | MUNICIPAL | PENNINGTON, ERIC STP | PA0115321 | 001 | 1.0375 | 3.75% | 0.00040022 | 0.00041523 | 24.9197 | 3.9872 | 9.9727 | 30.5244 | 4.8839 | 12.2156 | 21.3251 | 1.8093 | 3.53 | 20.9693 | 3.9872 | 9.9727 | 26.5179 | 5.0422 | 12.6115 | 18.5261 | 1.8679 | 3.6444 | 20.9693 | 6.5429 | 28.8998 | 26.5179 | 8.2742 | 36.5467 | 18.5261 | 3.0653 | 10.5612
PA | INSIG | MUNICIPAL | PENNS CREEK MUN AUTH | PA0112933 | 001 | 1.0328 | 3.284% | 0.070038 | 0.072338 | 9.9729 | 1.3707 | 29.918 | 2137.7764 | 293.8115 | 6413.1984 | 1708.4625 | 130.2341 | 2087.9407 | 8.4298 | 1.3707 | 29.0302 | 1857.1786 | 301.9698 | 6395.676 | 1484.2151 | 133.8503 | 2082.236 | 8.4298 | 2.2593 | 29.0302 | 1857.1786 | 497.7459 | 6395.676 | 1484.2151 | 220.6295 | 2082.236
PA | INSIG | MUNICIPAL | PENNS TAVERN | PA0229181 | 001 | 1.0306 | 3.06% | 0.0012007 | 0.0012374 | 24.9197 | 3.9872 | 9.9727 | 91.5732 | 14.6517 | 36.6468 | 72.8956 | 6.0908 | 11.8985 | 21.1097 | 3.9872 | 9.9727 | 79.5536 | 15.0259 | 37.5828 | 63.3276 | 6.2464 | 12.2024 | 21.1097 | 6.5867 | 29.0932 | 79.5536 | 24.8227 | 109.6402 | 63.3276 | 10.319 | 35.5981
PA | INSIG | MUNICIPAL | PENNSY SUPPLY INC | PA0080713 | 001 | 1.026 | 2.596% | 0.0090049 | 0.0092387 | 20.6754 | 1.3305 | 29.918 | 569.8234 | 36.6696 | 824.5541 | 402.2377 | 17.7406 | 234.0711 | 17.5936 | 1.3305 | 29.2249 | 495.0302 | 37.4367 | 822.3012 | 349.4413 | 18.1118 | 233.4316 | 17.5936 | 2.2083 | 29.2249 | 495.0302 | 62.1342 | 822.3012 | 349.4413 | 30.0603 | 233.4316
PA | INSIG | MUNICIPAL | PEPPER HILLS LTD | PA0112607 | 001 | 1.1057 | 10.57% | 0.030016 | 0.033188 | 7.0311 | 1.6783 | 29.918 | 645.9345 | 154.1796 | 2748.5136 | 459.9107 | 59.554 | 768.6189 | 5.552 | 1.6783 | 27.1184 | 561.171 | 169.6318 | 2741.004 | 399.5585 | 65.5227 | 766.5188 | 5.552 | 2.5848 | 27.1184 | 561.171 | 261.2584 | 2741.004 | 399.5585 | 100.9148 | 766.5188
PA | INSIG | MUNICIPAL | PEQUEA VALLEY SCH DIST - INTER | PA0038326 | 001 | 1.0784 | 7.837% | 0.020811 | 0.022442 | 80.8995 | 12.1907 | 29.918 | 5152.9094 | 776.4919 | 1905.6361 | 3042.6948 | 427.8958 | 796.9609 | 65.4952 | 12.1907 | 27.8046 | 4476.5549 | 833.2296 | 1900.4294 | 2643.3204 | 459.1619 | 794.7834 | 65.4952 | 19.247 | 27.8046 | 4476.5549 | 1315.518 | 1900.4294 | 2643.3204 | 724.933 | 794.7834
PA | INSIG | MUNICIPAL | PEQUEA VALLEY SCH DIST - SALIS | PA0038318 | 001 | 1.0784 | 7.837% | 0.0090049 | 0.0097106 | 31.0998 | 18.1416 | 29.918 | 857.1252 | 499.9897 | 824.5541 | 506.1161 | 275.5257 | 344.8388 | 25.178 | 18.1416 | 27.8046 | 744.6216 | 536.5236 | 822.3012 | 439.6849 | 295.6582 | 343.8967 | 25.178 | 28.6422 | 27.8046 | 744.6216 | 847.0731 | 822.3012 | 439.6849 | 466.7905 | 343.8967
PA | INSIG | MUNICIPAL | PERANO, FRANK T | PA0034754 | 001 | 1.0388 | 3.877% | 0.040022 | 0.041574 | 7.1153 | 0.94977 | 29.918 | 871.5644 | 116.3383 | 3664.6848 | 681.8743 | 49.0527 | 958.9657 | 5.9798 | 0.94977 | 28.8645 | 757.1381 | 120.2552 | 3654.672 | 592.3521 | 50.7042 | 956.3456 | 5.9798 | 1.557 | 28.8645 | 757.1381 | 197.1332 | 3654.672 | 592.3521 | 83.1189 | 956.3456
PA | INSIG | MUNICIPAL | PERRY TWP MUN AUTH | PA0113719 | 001 | 1.0328 | 3.284% | 0.060033 | 0.062004 | 24.9197 | 3.9872 | 29.918 | 4578.66 | 732.5856 | 5497.0272 | 3066.7552 | 298.0314 | 1458.2173 | 21.064 | 3.9872 | 29.0302 | 3977.6796 | 752.9276 | 5482.008 | 2664.2226 | 306.307 | 1454.2331 | 21.064 | 6.5725 | 29.0302 | 3977.6796 | 1241.1327 | 5482.008 | 2664.2226 | 504.9192 | 1454.2331
PA | INSIG | MUNICIPAL | PERSON, DONALD R. | PAG044844 | 001 | 1.0689 | 6.893% | 0.00040027 | 0.00042787 | 24.5587 | 4.0931 | 9.9727 | 30.0822 | 5.0137 | 12.2156 | 23.6364 | 1.9969 | 2.4349 | 20.0553 | 4.0931 | 9.9727 | 26.1339 | 5.3337 | 12.9953 | 20.5341 | 2.1244 | 2.5904 | 20.0553 | 6.518 | 28.0462 | 26.1339 | 8.4935 | 36.5467 | 20.5341 | 3.3829 | 7.2849
PA | INSIG | MUNICIPAL | PERVOLA, DAVID & CINDY | PAG044941 | 001 | 1.0689 | 6.893% | 0.00040027 | 0.00042787 | 24.5587 | 4.0931 | 9.9727 | 30.0822 | 5.0137 | 12.2156 | 18.4924 | 2.1004 | 2.7018 | 20.0553 | 4.0931 | 9.9727 | 26.1339 | 5.3337 | 12.9953 | 16.0653 | 2.2344 | 2.8742 | 20.0553 | 6.518 | 28.0462 | 26.1339 | 8.4935 | 36.5467 | 16.0653 | 3.5581 | 8.0832
PA | INSIG | MUNICIPAL | PETERS TWP BOARD OF SUPERVISOR | PA0082198 | 001 | 1.0466 | 4.663% | 0.025014 | 0.02618 | 34.7514 | 4.8045 | 0 | 2660.4533 | 367.819 | 0 | 2571.6491 | 270.2855 | 0 | 28.9871 | 4.8045 | 0 | 2311.2308 | 383.0793 | 0 | 2234.0834 | 281.4992 | 0 | 28.9871 | 7.8155 | 28.6477 | 2311.2308 | 623.1521 | 2284.17 | 2234.0834 | 457.9125 | 1314.7387
PA | INSIG | MUNICIPAL | PETERS TWP MUN AUTH | PA0084191 | 001 | 1.0466 | 4.663% | 0.25014 | 0.2618 | 15.4334 | 1.5877 | 29.918 | 11815.3466 | 1215.469 | 22904.28 | 11689.4741 | 780.6278 | 12524.1456 | 12.8735 | 1.5877 | 28.6477 | 10264.4023 | 1265.8968 | 22841.7 | 10155.0524 | 813.0148 | 12489.9266 | 12.8735 | 2.583 | 28.6477 | 10264.4023 | 2059.5046 | 22841.7 | 10155.0524 | 1322.7047 | 12489.9266
PA | INSIG | MUNICIPAL | PETERS TWP MUN AUTH - FORT LAU | PA0084182 | 001 | 1.0466 | 4.663% | 0.10005 | 0.10472 | 20.474 | 2.1952 | 29.918 | 6269.7041 | 672.2434 | 9161.712 | 6202.911 | 431.7444 | 5009.6582 | 17.0782 | 2.1952 | 28.6477 | 5446.7693 | 700.1338 | 9136.68 | 5388.7432 | 449.6568 | 4995.9707 | 17.0782 | 3.5705 | 28.6477 | 5446.7693 | 1138.7393 | 9136.68 | 5388.7432 | 731.3486 | 4995.9707
PA | INSIG | MUNICIPAL | PETERSBURG BORO SEW AUTH | PA0111350 | 001 | 1.0285 | 2.849% | 0.10005 | 0.10291 | 16.467 | 1.9338 | 29.918 | 5042.6309 | 592.1734 | 9161.712 | 3840.3412 | 241.2922 | 830.7486 | 13.9779 | 1.9338 | 29.153 | 4380.7512 | 606.0527 | 9136.68 | 3336.2702 | 246.9476 | 828.4788 | 13.9779 | 3.2011 | 29.153 | 4380.7512 | 1003.249 | 9136.68 | 3336.2702 | 408.7927 | 828.4788
PA | INSIG | MUNICIPAL | PETTENGILL, VERNON | PA0209074 | 001 | 1.0375 | 3.75% | 0.0069038 | 0.0071627 | 21.9892 | 4.2364 | 9.9727 | 464.6241 | 89.5128 | 210.7194 | 355.5298 | 41.0134 | 60.0004 | 18.5033 | 4.2364 | 9.9727 | 403.639 | 92.4135 | 217.5478 | 308.8641 | 42.3424 | 61.9448 | 18.5033 | 6.9519 | 28.8998 | 403.639 | 151.6509 | 630.4309 | 308.8641 | 69.4841 | 179.5095
PA | INSIG | MUNICIPAL | PFAUTZ PROPERTY HOLDINGS LP/PA | PA0036790 | 001 | 1.0797 | 7.973% | 0.053029 | 0.057257 | 27.7207 | 1.3257 | 0 | 4499.0829 | 215.1665 | 0 | 3314.2288 | 85.7289 | 0 | 22.4141 | 1.3257 | 0 | 3908.5476 | 231.1795 | 0 | 2879.2136 | 92.109 | 0 | 22.4141 | 2.0905 | 27.7696 | 3908.5476 | 364.531 | 4842.4404 | 2879.2136 | 145.2403 | 1198.2471
PA | INSIG | MUNICIPAL | PFIZENMAYER, CARL L, JR. | PAG044999 | 001 | 1.0689 | 6.893% | 0.00040027 | 0.00042787 | 24.5587 | 4.0931 | 9.9727 | 30.0822 | 5.0137 | 12.2156 | 20.6969 | 2.1004 | 2.7018 | 20.0553 | 4.0931 | 9.9727 | 26.1339 | 5.3337 | 12.9953 | 17.9804 | 2.2344 | 2.8742 | 20.0553 | 6.518 | 28.0462 | 26.1339 | 8.4935 | 36.5467 | 17.9804 | 3.5581 | 8.0832
PA | INSIG | MUNICIPAL | PHILHAVEN HOSPITAL | PA0081752 | 001 | 1.026 | 2.596% | 0.020011 | 0.02053 | 29.4302 | 0.43859 | 29.918 | 1802.4658 | 26.8615 | 1832.3424 | 1196.2395 | 12.9955 | 520.158 | 25.0434 | 0.43859 | 29.2249 | 1565.8799 | 27.4234 | 1827.336 | 1039.2249 | 13.2674 | 518.7368 | 25.0434 | 0.72782 | 29.2249 | 1565.8799 | 45.5082 | 1827.336 | 1039.2249 | 22.0167 | 518.7368
PA | INSIG | MUNICIPAL | PHILIP BONGIORNO CONFERENCE CE | PA0082287 | 001 | 1.0461 | 4.605% | 0.025014 | 0.026166 | 14.6229 | 0.2276 | 0 | 1119.4824 | 17.4243 | 0 | 837.5968 | 7.7071 | 0 | 12.2042 | 0.2276 | 0 | 972.5427 | 18.1372 | 0 | 727.6565 | 8.0225 | 0 | 12.2042 | 0.3699 | 28.6636 | 972.5427 | 29.4769 | 2284.17 | 727.6565 | 13.0382 | 601.0584
PA | INSIG | MUNICIPAL | PHILLIPS STP | PAG045183 | 001 | 1.0324 | 3.236% | 0.00040027 | 0.00041323 | 24.5587 | 4.0931 | 9.9727 | 30.0822 | 5.0137 | 12.2156 | 20.4369 | 1.4617 | 1.9092 | 20.7658 | 4.0931 | 9.9727 | 26.1339 | 5.1512 | 12.5507 | 17.7545 | 1.5018 | 1.9616 | 20.7658 | 6.7489 | 29.0398 | 26.1339 | 8.4935 | 36.5467 | 17.7545 | 2.4762 | 5.7121
PA | INSIG | MUNICIPAL | PIERSON SRSTP | PA0262145 | 001 | 1.0461 | 4.605% | 0.00040055 | 0.00041899 | 24.5587 | 0 | 9.9727 | 30.0822 | 0 | 12.2156 | 22.5075 | 0 | 3.2144 | 24.5587 | 0 | 9.9727 | 31.3387 | 0 | 12.7258 | 23.4476 | 0 | 3.3487
PA | INSIG | MUNICIPAL | PINCH POND CAMPGROUND INC | PA0086461 | 001 | 1.0784 | 7.837% | 0.017269 | 0.018623 | 30.0503 | 8.1274 | 29.918 | 1587.3848 | 429.3226 | 1580.3953 | 1269.848 | 179.9152 | 438.7656 | 24.3143 | 8.1274 | 27.8691 | 1379.0297 | 460.9599 | 1580.6456 | 1103.1718 | 193.1734 | 438.8351 | 24.3143 | 12.8242 | 27.8691 | 1379.0297 | 727.3503 | 1580.6456 | 1103.1718 | 304.809 | 438.8351
PA | INSIG | MUNICIPAL | PINE AIR MHP | PAG045285 | 001 | 1.0324 | 3.236% | 0.0019026 | 0.0019642 | 24.9197 | 3.9872 | 9.9727 | 144.9909 | 23.1985 | 58.0242 | 69.3066 | 7.9728 | 13.5474 | 24.9197 | 3.9872 | 9.9727 | 149.0698 | 23.8512 | 59.6565 | 71.2564 | 8.1971 | 13.9286
PA | INSIG | MUNICIPAL | PINE CRADLE LAKE CAMPGROUND | PA0228923 | 001 | 1.0689 | 6.893% | 0.00050027 | 0.00053476 | 165.183 | 16.9424 | 19.9454 | 252.9175 | 25.9412 | 30.539 | 163.9961 | 10.212 | 5.7272 | 134.9103 | 16.9424 | 19.9454 | 219.7204 | 27.5931 | 32.4838 | 142.4705 | 10.8623 | 6.0919 | 134.9103 | 26.9851 | 28.05 | 219.7204 | 43.949 | 45.6834 | 142.4705 | 17.301 | 8.5673
PA | INSIG | MUNICIPAL | PINE MANOR MOBILE HOMES | PA0033391 | 001 | 1.0388 | 3.877% | 0.020011 | 0.020787 | 24.9197 | 1.9974 | 29.918 | 1526.22 | 122.3342 | 1832.3424 | 1074.9503 | 57.5272 | 478.7142 | 20.9437 | 1.0734 | 28.8645 | 1325.8932 | 67.952 | 1827.336 | 933.8558 | 31.9542 | 477.4062 | 20.9437 | 1.0734 | 28.8645 | 1325.8932 | 67.952 | 1827.336 | 933.8558 | 31.9542 | 477.4062
PA | INSIG | MUNICIPAL | PINE RUN INC | PA0083836 | 001 | 1.0294 | 2.943% | 0.040022 | 0.0412 | 13.581 | 1.3917 | 29.918 | 1663.5452 | 170.4658 | 3664.6848 | 1136.5649 | 32.1369 | 225.1731 | 13.581 | 1.3917 | 29.1264 | 1704.0889 | 174.6203 | 3654.672 | 1164.2651 | 32.9202 | 224.5579 | 22.182 | 3.6219 | 29.1264 | 2783.315 | 454.4614 | 3654.672 | 1901.6124 | 85.677 | 224.5579
PA | INSIG | MUNICIPAL | PINE TOWNSHIP | PA0232416 | 001 | 1.0375 | 3.75% | 0.0012016 | 0.0012467 | 24.9189 | 3.9867 | 9.9727 | 91.5702 | 14.65 | 36.6468 | 53.5707 | 4.1022 | 5.2512 | 24.9189 | 3.9867 | 9.9727 | 94.6152 | 15.1372 | 37.8655 | 55.3521 | 4.2387 | 5.4259
PA | INSIG | MUNICIPAL | PINE VALLEY ASSOC LP | PA0111538 | 001 | 1.0691 | 6.913% | 0.030016 | 0.032092 | 11.2442 | 1.6594 | 29.918 | 1032.9839 | 152.4465 | 2748.5136 | 809.4781 | 63.9131 | 613.3078 | 9.1814 | 1.6594 | 28.0448 | 897.3645 | 162.1849 | 2741.004 | 703.2026 | 67.9959 | 611.6321 | 9.1814 | 2.6429 | 28.0448 | 897.3645 | 258.3108 | 2741.004 | 703.2026 | 108.2967 | 611.6321
PA | INSIG | MUNICIPAL | PINE VIEW ACRES MHP | PA0034363 | 001 | 1.0784 | 7.837% | 0.003602 | 0.0038842 | 40.0909 | 3.7878 | 29.918 | 441.9689 | 41.7574 | 329.8216 | 362.1258 | 19.9315 | 105.6342 | 32.4571 | 3.7878 | 27.8046 | 383.9575 | 44.8086 | 328.9205 | 314.5944 | 21.3879 | 105.3456 | 32.4571 | 5.9802 | 27.8046 | 383.9575 | 70.7446 | 328.9205 | 314.5944 | 33.7675 | 105.3456
PA | INSIG | MUNICIPAL | PIPHER, ROSCOE & PHYLLIS | PAG044991 | 001 | 1.0388 | 3.877% | 0.00040027 | 0.00041579 | 24.5587 | 4.0931 | 9.9727 | 30.0822 | 5.0137 | 12.2156 | 20.8053 | 2.1135 | 2.7175 | 20.6376 | 4.0931 | 9.9727 | 26.1339 | 5.1832 | 12.6286 | 18.0746 | 2.1849 | 2.8094 | 20.6376 | 6.7072 | 28.8605 | 26.1339 | 8.4935 | 36.5467 | 18.0746 | 3.5803 | 8.1302
PA | INSIG | MUNICIPAL | PLAZA MGMT INC - RIVERSIDE APTS | PA0246867 | 001 | 1.0388 | 3.877% | 0.001801 | 0.0018708 | 24.9197 | 3.9872 | 29.918 | 137.3598 | 21.9776 | 164.9108 | 101.5165 | 8.8675 | 43.8542 | 20.9437 | 3.9872 | 28.8645 | 119.3304 | 22.7175 | 164.4602 | 88.1918 | 9.1661 | 43.7344 | 20.9437 | 6.5349 | 28.8645 | 119.3304 | 37.234 | 164.4602 | 88.1918 | 15.0232 | 43.7344
PA | INSIG | MUNICIPAL | PLEASANT HILLS RESORT INC | PA0088684 | 001 | 1.1122 | 11.22% | 0.0020011 | 0.0022256 | 24.9197 | 3.9872 | 29.918 | 152.622 | 24.4195 | 183.2342 | 92.1834 | 4.7008 | 12.3463 | 19.5614 | 3.9872 | 26.9594 | 132.5893 | 27.0254 | 182.7336 | 80.0837 | 5.2024 | 12.3126 | 19.5614 | 6.1036 | 26.9594 | 132.5893 | 41.3711 | 182.7336 | 80.0837 | 7.964 | 12.3126
PA | INSIG | MUNICIPAL | PLUME STP | PAG045136 | 001 | 1.0214 | 2.139% | 0.00040027 | 0.00040884 | 24.5587 | 4.0931 | 9.9727 | 30.0822 | 5.0137 | 12.2156 | 22.7359 | 1.8317 | 3.1273 | 20.9887 | 4.0931 | 9.9727 | 26.1339 | 5.0965 | 12.4174 | 19.7518 | 1.862 | 3.1789 | 20.9887 | 6.8213 | 29.3515 | 26.1339 | 8.4935 | 36.5467 | 19.7518 | 3.103 | 9.3561
PA | INSIG | MUNICIPAL | POINT VIEWS COTTAGE ASSOC #2 | PA0262161 | 001 | 1.1122 | 11.22% | 0.0020027 | 0.0022274 | 24.9197 | 3.9872 | 9.9727 | 152.622 | 24.4195 | 61.0781 | 92.0116 | 4.7008 | 4.1154 | 24.9197 | 3.9872 | 9.9727 | 169.0474 | 27.0476 | 67.6514 | 101.914 | 5.2067 | 4.5583
PA | INSIG | MUNICIPAL | POINT VIEWS COTTAGE ASSOC#1 | PA0262153 | 001 | 1.0392 | 3.924% | 0.0020027 | 0.0020813 | 24.9197 | 3.9872 | 9.9727 | 152.622 | 24.4195 | 61.0781 | 114.0897 | 12.9707 | 5.7971 | 24.9197 | 3.9872 | 9.9727 | 157.9611 | 25.2738 | 63.2147 | 118.0809 | 13.4244 | 5.9999
PA | INSIG | MUNICIPAL | POLINCHOK, JAMES & CATHY | PAG044974 | 001 | 1.0787 | 7.866% | 0.00040055 | 0.00043206 | 24.5587 | 4.0931 | 9.9727 | 30.0822 | 5.0137 | 12.2156 | 15.69 | 0.9734 | 0.74068 | 24.5587 | 4.0931 | 9.9727 | 32.3156 | 5.3859 | 13.1226 | 16.8549 | 1.0457 | 0.79568
PA | INSIG | MUNICIPAL | PORT MATILDA BORO AUTH | PA0112771 | 001 | 1.3988 | 39.88% | 0.080044 | 0.11196 | 6.22 | 1.5351 | 29.918 | 1523.778 | 376.0606 | 7329.3696 | 794.7601 | 73.0117 | 444.4109 | 3.8822 | 1.5351 | 21.4358 | 1323.7718 | 523.4349 | 7309.344 | 690.4424 | 101.6243 | 443.1967 | 3.8822 | 1.8684 | 21.4358 | 1323.7718 | 637.1148 | 7309.344 | 690.4424 | 123.6951 | 443.1967
PA | INSIG | MUNICIPAL | PORT ROYAL MUN AUTH | PA0020648 | 001 | 1.0054 | 0.5435% | 0.20011 | 0.2012 | 5.0846 | 1.2587 | 0 | 3114.0854 | 770.9264 | 0 | 2527.6634 | 308.6454 | 0 | 4.415 | 1.2587 | 0 | 2705.3525 | 771.3088 | 0 | 2195.9001 | 308.7985 | 0 | 4.415 | 2.1318 | 29.8215 | 2705.3525 | 1306.2922 | 18273.36 | 2195.9001 | 522.9826 | 4654.697
PA | INSIG | MUNICIPAL | POSSUM VALLEY MUN AUTH | PA0081582 | 001 | 1.0144 | 1.439% | 0.12007 | 0.12179 | 19.2622 | 0.45843 | 29.918 | 7078.3397 | 168.4603 | 10994.0544 | 4431.689 | 31.7588 | 675.5194 | 19.2622 | 0.45843 | 29.5581 | 7144.9463 | 170.0455 | 10964.016 | 4473.3908 | 32.0577 | 673.6737 | 26.6973 | 1.0373 | 29.5581 | 9902.8312 | 384.7511 | 10964.016 | 6200.0793 | 72.5349 | 673.6737
PA | INSIG | MUNICIPAL | POTTER TWP | PA0035688 | 001 | 1.0787 | 7.866% | 0.030819 | 0.033243 | 65.8998 | 3.6682 | 19.9454 | 7063.102 | 393.1543 | 2137.7328 | 3850.0081 | 124.4532 | 174.0844 | 60.6057 | 3.6682 | 19.9454 | 6136.0216 | 371.3853 | 2019.3666 | 3344.6683 | 117.5622 | 164.4453 | 60.6057 | 6.5788 | 25.2681 | 6136.0216 | 666.0746 | 2558.2704 | 3344.6683 | 210.8462 | 208.3305
PA | INSIG | MUNICIPAL | POTTER, ROBIN R | PAG044875 | 001 | 1.0214 | 2.139% | 0.00040055 | 0.00040912 | 24.5587 | 4.0931 | 9.9727 | 30.0822 | 5.0137 | 12.2156 | 23.0708 | 2.4306 | 3.5951 | 24.5587 | 4.0931 | 9.9727 | 30.6 | 5.1 | 12.4259 | 23.4678 | 2.4724 | 3.657
PA | INSIG | MUNICIPAL | POWELL, CHARLES C - COVE FORGE | PA0087785 | 001 | 1.0392 | 3.924% | 0.025014 | 0.025995 | 17.1878 | 2.8119 | 29.918 | 1315.8458 | 215.2734 | 2290.428 | 1009.302 | 110.3963 | 288.8092 | 14.4388 | 2.8119 | 28.8515 | 1143.1188 | 222.6213 | 2284.17 | 876.8141 | 114.1644 | 288.0201 | 14.4388 | 4.6067 | 28.8515 | 1143.1188 | 364.712 | 2284.17 | 876.8141 | 187.0313 | 288.0201
PA | INSIG | MUNICIPAL | POWLUS, DUANE | PAG045050 | 001 | 1.0689 | 6.893% | 0.00040027 | 0.00042787 | 24.5587 | 4.0931 | 9.9727 | 30.0822 | 5.0137 | 12.2156 | 20.2595 | 1.9737 | 2.2909 | 20.0553 | 4.0931 | 9.9727 | 26.1339 | 5.3337 | 12.9953 | 17.6004 | 2.0997 | 2.4371 | 20.0553 | 6.518 | 28.0462 | 26.1339 | 8.4935 | 36.5467 | 17.6004 | 3.3436 | 6.8538
PA | INSIG | MUNICIPAL | PPL BRUNNER ISLAND LLC (OUTFALL 007, SCRUBBER WWTP | PA0008281 | 003 | 1.0648 | 6.482% | 0.032088 | 0.034167 | 35.5156 | 1.1613 | 29.918 | 3480.27 | 113.795 | 2931.7478 | 2909.6306 | 55.4289 | 849.018 | 35.5156 | 1.1613 | 29.918 | 3695.7242 | 120.8397 | 3113.2445 | 3089.758 | 58.8603 | 901.5784
PA | INSIG | MUNICIPAL | PUSTI MARGIYA VASHNAV SAMAJ OF | PA0064033 | 001 | 1.1017 | 10.17% | 0.075041 | 0.082673 | 30.5018 | 1.5949 | 0 | 7005.3498 | 366.2928 | 0 | 2908.909 | 147.558 | 0 | 24.1708 | 1.5949 | 0 | 6085.8498 | 401.5636 | 0 | 2527.0948 | 161.7665 | 0 | 24.1708 | 2.4647 | 27.2157 | 6085.8498 | 620.5664 | 6852.51 | 2527.0948 | 249.9899 | 1768.0685
PA | INSIG | MUNICIPAL | QUAIL CREEK HOMEOWNERS ASSOCIATION WWTP | PA0261050 | 001 | 1.0784 | 7.837% | 0.00080055 | 0.00086328 | 0 | 0 | 0 | 0 | 0 | 0 | 0 | 0 | 0 | 0 | 0 | 0 | 0 | 0 | 0 | 0 | 0 | 0
PA | INSIG | MUNICIPAL | QUINCY SEW AUTH | PA0088269 | 001 | 1.0466 | 4.663% | 0.30016 | 0.31416 | 11.0684 | 2.9352 | 29.918 | 10168.3361 | 2696.5316 | 27485.136 | 8071.3834 | 1933.3292 | 18445.3474 | 9.2325 | 2.9352 | 28.6477 | 8833.6309 | 2808.4064 | 27410.04 | 7011.9262 | 2013.54 | 18394.9503 | 9.2325 | 4.7752 | 28.6477 | 8833.6309 | 4568.9199 | 27410.04 | 7011.9262 | 3275.7733 | 18394.9503
PA | INSIG | MUNICIPAL | RACEWAY TRUCKSTOP INC | PA0064131 | 001 | 1.1017 | 10.17% | 0.015008 | 0.016535 | 22.856 | 0.24013 | 29.918 | 1049.8685 | 11.0301 | 1374.2568 | 536.6304 | 4.4434 | 354.5825 | 22.856 | 0.24013 | 27.2157 | 1150.9616 | 12.0922 | 1370.502 | 588.3032 | 4.8713 | 353.6137 | 86.8884 | 1.0783 | 27.2157 | 4375.4476 | 54.2996 | 1370.502 | 2236.4689 | 21.8741 | 353.6137
PA | INSIG | MUNICIPAL | RACZ SR STP | PAG046268 | 001 | 1.0648 | 6.482% | 0.00040027 | 0.00042622 | 24.5587 | 4.0931 | 9.9727 | 30.0822 | 5.0137 | 12.2156 | 20.4245 | 1.9773 | 4.2911 | 20.1328 | 4.0931 | 9.9727 | 26.1339 | 5.3132 | 12.9453 | 17.7438 | 2.0954 | 4.5474 | 20.1328 | 6.5431 | 28.1546 | 26.1339 | 8.4935 | 36.5467 | 17.7438 | 3.3496 | 12.8382
PA | INSIG | MUNICIPAL | RAINWORTH INC | PA0083674 | 001 | 1.0294 | 2.943% | 0.0028807 | 0.0029654 | 8.1862 | 1.3644 | 9.9727 | 30.0822 | 5.0137 | 36.6468 | 16.3172 | 3.5738 | 18.1941 | 8.1862 | 1.3644 | 9.9727 | 73.9332 | 12.3222 | 90.0672 | 40.1028 | 8.7835 | 44.7157 | 38.4993 | 9.2303 | 40.4663 | 347.7022 | 83.3627 | 365.4672 | 188.6004 | 59.4223 | 181.4437
PA | INSIG | MUNICIPAL | RALPHO TWP MUN AUTH | PA0112488 | 001 | 1.0306 | 3.06% | 0.0060033 | 0.006187 | 28.6768 | 0.25534 | 29.918 | 526.8969 | 4.6916 | 549.7027 | 385.463 | 2.1293 | 154.5146 | 24.2922 | 0.25534 | 29.0932 | 457.7355 | 4.8114 | 548.2008 | 334.8664 | 2.1837 | 154.0924 | 24.2922 | 0.42155 | 29.0932 | 457.7355 | 7.9432 | 548.2008 | 334.8664 | 3.6051 | 154.0924
PA | INSIG | MUNICIPAL | RANDY HARPSTER SFTF | PAG044899 | 001 | 1.026 | 2.596% | 0.00040027 | 0.00041067 | 24.5587 | 4.0931 | 9.9727 | 30.0822 | 5.0137 | 12.2156 | 24.0313 | 2.3861 | 3.8204 | 20.8953 | 4.0931 | 9.9727 | 26.1339 | 5.1193 | 12.4729 | 20.8771 | 2.4363 | 3.9009 | 20.8953 | 6.791 | 29.2209 | 26.1339 | 8.4935 | 36.5467 | 20.8771 | 4.0422 | 11.43
PA | INSIG | MUNICIPAL | READ STP | PAG045132 | 001 | 1.0294 | 2.943% | 0.00040027 | 0.00041205 | 24.5587 | 4.0931 | 9.9727 | 30.0822 | 5.0137 | 12.2156 | 18.9386 | 3.3817 | 6.4424 | 20.8249 | 4.0931 | 9.9727 | 26.1339 | 5.1366 | 12.515 | 16.4529 | 3.4646 | 6.6003 | 20.8249 | 6.7681 | 29.1224 | 26.1339 | 8.4935 | 36.5467 | 16.4529 | 5.7287 | 19.2743
PA | INSIG | MUNICIPAL | READING TWP LAUCHMANS BOTTOM STP | PA0261416 | 001 | 1.0294 | 2.943% | 0.040022 | 0.0412 | 24.9197 | 3.9872 | 0 | 3052.44 | 488.3904 | 0 | 2085.4835 | 92.0734 | 0 | 21.1338 | 3.9872 | 0 | 2651.7864 | 500.2934 | 0 | 1811.7496 | 94.3174 | 0 | 21.1338 | 6.5943 | 29.1264 | 2651.7864 | 827.4218 | 3654.672 | 1811.7496 | 155.989 | 224.5579
PA | INSIG | MUNICIPAL | READING TWP MUN AUTH | PA0036889 | 001 | 1.0666 | 6.657% | 0.33018 | 0.35216 | 10.257 | 0.69775 | 29.918 | 10365.1705 | 705.1136 | 30233.6496 | 7081.6764 | 132.931 | 1857.6783 | 8.3958 | 0.69775 | 28.1122 | 9004.6712 | 748.3578 | 30151.044 | 6152.158 | 141.0836 | 1852.6027 | 8.3958 | 1.1138 | 28.1122 | 9004.6712 | 1194.5903 | 30151.044 | 6152.158 | 225.2092 | 1852.6027
PA | INSIG | MUNICIPAL | REBECCAS PERSONAL CARE HOME | PAG043722 | 001 | 1.0392 | 3.924% | 0.00040027 | 0.00041598 | 24.5587 | 4.0931 | 9.9727 | 30.0822 | 5.0137 | 12.2156 | 19.4542 | 2.6161 | 1.1315 | 20.6284 | 4.0931 | 9.9727 | 26.1339 | 5.1855 | 12.6343 | 16.9008 | 2.7058 | 1.1703 | 20.6284 | 6.7042 | 28.8475 | 26.1339 | 8.4935 | 36.5467 | 16.9008 | 4.4318 | 3.3853
PA | INSIG | MUNICIPAL | RED CARPET INN WASTEWATER | PA0261661 | 001 | 1.0784 | 7.837% | 0.0048026 | 0.005179 | 12.3476 | 0 | 0 | 181.4959 | 0 | 0 | 141.5597 | 0 | 0 | 9.9962 | 0 | 0 | 157.6689 | 0 | 0 | 122.9756 | 0 | 0 | 9.9962 | 0 | 27.8046 | 157.6689 | 0 | 438.5606 | 122.9756 | 0 | 140.4607
PA | INSIG | MUNICIPAL | RED LION AREA SCHOOL DISTRICT | PA0081451 | 001 | 1.0648 | 6.482% | 0.0050027 | 0.005327 | 23.2489 | 0.19647 | 0 | 355.9726 | 3.0082 | 0 | 250.2658 | 1.4372 | 0 | 19.0617 | 0.19647 | 0 | 309.2513 | 3.1875 | 0 | 217.4185 | 1.5229 | 0 | 19.0617 | 0.31397 | 28.1584 | 309.2513 | 5.0938 | 456.834 | 217.4185 | 2.4337 | 217.7458
PA | INSIG | MUNICIPAL | REDDING SINGLE FAMILY STP | PAG042223 | 001 | 1.0534 | 5.342% | 0.00040027 | 0.00042165 | 24.5587 | 4.0931 | 9.9727 | 30.0822 | 5.0137 | 12.2156 | 15.2467 | 1.7655 | 0.67745 | 20.3507 | 4.0931 | 9.9727 | 26.1339 | 5.2563 | 12.8067 | 13.2455 | 1.851 | 0.71023 | 20.3507 | 6.614 | 28.4593 | 26.1339 | 8.4935 | 36.5467 | 13.2455 | 2.9909 | 2.0268
PA | INSIG | MUNICIPAL | REESE, CLARK & KATHY | PAG044929 | 001 | 1.0787 | 7.866% | 0.00040055 | 0.00043206 | 24.5587 | 4.0931 | 9.9727 | 30.0822 | 5.0137 | 12.2156 | 18.2138 | 2.4034 | 1.2903 | 24.5587 | 4.0931 | 9.9727 | 32.3156 | 5.3859 | 13.1226 | 19.5661 | 2.5819 | 1.3861
PA | INSIG | MUNICIPAL | REEVES SFTF | PAG045202 | 001 | 1.0356 | 3.558% | 0.00040027 | 0.00041451 | 24.5587 | 4.0931 | 9.9727 | 30.0822 | 5.0137 | 12.2156 | 16.1562 | 1.1444 | 1.0879 | 20.7013 | 4.0931 | 9.9727 | 26.1339 | 5.1673 | 12.5898 | 14.0357 | 1.1795 | 1.1212 | 20.7013 | 6.7279 | 28.9495 | 26.1339 | 8.4935 | 36.5467 | 14.0357 | 1.9387 | 3.2547
PA | INSIG | MUNICIPAL | REFRESHING MOUNTAIN CAMP INC | PA0083208 | 001 | 1.0784 | 7.837% | 0.0060033 | 0.0064737 | 62.9692 | 8.3641 | 29.918 | 1156.9724 | 153.6781 | 549.7027 | 596.8295 | 85.7511 | 212.6089 | 50.9791 | 8.3641 | 27.8046 | 1005.1119 | 164.9073 | 548.2008 | 518.4916 | 92.0168 | 212.0281 | 50.9791 | 13.2053 | 27.8046 | 1005.1119 | 260.3586 | 548.2008 | 518.4916 | 145.2779 | 212.0281
PA | INSIG | MUNICIPAL | REGENCY WOODS MHP | PA0080268 | 001 | 1.0461 | 4.605% | 0.035019 | 0.036632 | 17.9422 | 1.9936 | 29.918 | 1923.0372 | 213.6708 | 3206.5992 | 1393.0089 | 94.5109 | 843.7873 | 14.9745 | 1.2817 | 28.6636 | 1670.6254 | 142.9888 | 3197.838 | 1210.167 | 63.2469 | 841.4818 | 14.9745 | 1.2817 | 28.6636 | 1670.6254 | 142.9888 | 3197.838 | 1210.167 | 63.2469 | 841.4818
PA | INSIG | MUNICIPAL | REIBSOME, JOHN & KRISTENE | PAG044920 | 001 | 1.0324 | 3.236% | 0.00040027 | 0.00041323 | 24.5587 | 4.0931 | 9.9727 | 30.0822 | 5.0137 | 12.2156 | 19.1967 | 1.4617 | 1.9092 | 20.7658 | 4.0931 | 9.9727 | 26.1339 | 5.1512 | 12.5507 | 16.6771 | 1.5018 | 1.9616 | 20.7658 | 6.7489 | 29.0398 | 26.1339 | 8.4935 | 36.5467 | 16.6771 | 2.4762 | 5.7121
PA | INSIG | MUNICIPAL | RELAINCE BANK SFTF | PA0262111 | 001 | 1.0392 | 3.924% | 0.00040055 | 0.00041626 | 24.5587 | 4.0931 | 9.9727 | 30.0822 | 5.0137 | 12.2156 | 21.944 | 2.6631 | 1.1594 | 24.5587 | 4.0931 | 9.9727 | 31.1345 | 5.1891 | 12.6429 | 22.7117 | 2.7562 | 1.2
PA | INSIG | MUNICIPAL | RICHARD HUMMER SFTF | PAG045114 | 001 | 1.0375 | 3.75% | 0.00040027 | 0.00041528 | 24.5587 | 4.0931 | 9.9727 | 30.0822 | 5.0137 | 12.2156 | 22.0955 | 2.5143 | 3.3084 | 20.6629 | 4.0931 | 9.9727 | 26.1339 | 5.1769 | 12.6132 | 19.1954 | 2.5961 | 3.4161 | 20.6629 | 6.7154 | 28.8958 | 26.1339 | 8.4935 | 36.5467 | 19.1954 | 4.2593 | 9.898
PA | INSIG | MUNICIPAL | RICHARD ZERBY SFTF | PA0233722 | 001 | 1.0787 | 7.866% | 0.00040022 | 0.0004317 | 24.9197 | 3.9872 | 9.9727 | 30.5244 | 4.8839 | 12.2156 | 14.5853 | 0.9482 | 0.74068 | 20.1692 | 3.9872 | 9.9727 | 26.5179 | 5.2422 | 13.1118 | 12.6708 | 1.0178 | 0.79502 | 20.1692 | 6.2933 | 27.797 | 26.5179 | 8.2742 | 36.5467 | 12.6708 | 1.6064 | 2.216
PA | INSIG | MUNICIPAL | RICHARDS, KEVIN | PAG044968 | 001 | 1.0375 | 3.75% | 0.00050068 | 0.00051946 | 19.647 | 3.2745 | 9.9727 | 30.0822 | 5.0137 | 15.2695 | 21.3264 | 1.6658 | 3.7894 | 19.647 | 3.2745 | 9.9727 | 31.0825 | 5.1804 | 15.7773 | 22.0355 | 1.7212 | 3.9155
PA | INSIG | MUNICIPAL | RICHENDERFER, WALTER | PAG044843 | 001 | 1.0787 | 7.866% | 0.00040027 | 0.00043176 | 24.5587 | 4.0931 | 9.9727 | 30.0822 | 5.0137 | 12.2156 | 14.4546 | 0.9734 | 0.74068 | 19.8744 | 4.0931 | 9.9727 | 26.1339 | 5.3823 | 13.1136 | 12.5575 | 1.045 | 0.79513 | 19.8744 | 6.4592 | 27.7932 | 26.1339 | 8.4935 | 36.5467 | 12.5575 | 1.649 | 2.216
PA | INSIG | MUNICIPAL | RICHFIELD AREA JOINT AUTH | PA0087611 | 001 | 1.0328 | 3.284% | 0.085047 | 0.08784 | 10.6457 | 2.6415 | 29.918 | 2771.005 | 687.5621 | 7787.4552 | 1635.9062 | 279.7149 | 2065.8078 | 8.9985 | 2.6415 | 29.0302 | 2407.2917 | 706.6539 | 7766.178 | 1421.1823 | 287.4818 | 2060.1635 | 8.9985 | 4.3543 | 29.0302 | 2407.2917 | 1164.8548 | 7766.178 | 1421.1823 | 473.8877 | 2060.1635
PA | INSIG | MUNICIPAL | RICHMOND TWP MUN AUTH | PA0209392 | 001 | 1.0534 | 5.342% | 0.0020011 | 0.002108 | 27.631 | 3.9274 | 19.9454 | 169.2273 | 24.0532 | 122.1562 | 79.4293 | 10.4574 | 9.2444 | 22.8995 | 3.9274 | 19.9454 | 147.015 | 25.2136 | 128.0492 | 69.0037 | 10.9619 | 9.6903 | 22.8995 | 6.3474 | 28.4632 | 147.015 | 40.7505 | 182.7336 | 69.0037 | 17.7168 | 13.8287
PA | INSIG | MUNICIPAL | RIDGEBURY TWP SUPERVISORS | PA0208612 | 001 | 1.0689 | 6.893% | 0.0029011 | 0.0031011 | 9.1113 | 1.3017 | 19.9454 | 55.8024 | 7.9726 | 122.1562 | 32.8258 | 3.1718 | 22.7253 | 5.1327 | 1.3017 | 19.9454 | 48.476 | 12.2943 | 188.3741 | 28.516 | 4.8911 | 35.0442 | 5.1327 | 1.4297 | 33.8592 | 48.476 | 13.5025 | 319.7838 | 28.516 | 5.3717 | 59.491
PA | INSIG | MUNICIPAL | RIFE ROAD ASSOCIATES - MOUNTAIN VIEW MHP | PA0080616 | 001 | 1.0294 | 2.943% | 0.011006 | 0.01133 | 9.0198 | 0.77397 | 29.918 | 303.8301 | 26.0712 | 1007.7883 | 207.5824 | 4.9151 | 61.9226 | 9.0198 | 0.77397 | 29.1264 | 311.235 | 26.7066 | 1005.0348 | 212.6415 | 5.0348 | 61.7534 | 12.6211 | 3.6433 | 29.1264 | 435.5029 | 125.7164 | 1005.0348 | 297.5436 | 23.7006 | 61.7534
PA | INSIG | MUNICIPAL | RINGTOWN SEW AUTH | PA0043044 | 001 | 1.032 | 3.195% | 0.15747 | 0.1625 | 7.7435 | 0.91162 | 29.918 | 2964.0986 | 348.9534 | 11452.14 | 2101.4976 | 139.8851 | 2907.6505 | 7.7435 | 0.91162 | 29.918 | 3832.3085 | 451.1649 | 14806.57 | 2717.0443 | 180.8587 | 3759.3263 | 8.89 | 2.1192 | 33.0461 | 4399.7141 | 1048.7934 | 16354.6572 | 3119.3256 | 420.4303 | 4152.3792
PA | INSIG | MUNICIPAL | RIVERVIEW ESTATES HOMEOWNERS ASSOC | PA0083569 | 001 | 1.0356 | 3.558% | 0.015008 | 0.015542 | 223.3532 | 35.6366 | 29.918 | 10259.5179 | 1636.9325 | 1374.2568 | 6161.6975 | 373.6377 | 122.3841 | 188.2957 | 35.6366 | 28.9535 | 8912.9061 | 1686.8437 | 1370.502 | 5352.9446 | 385.0302 | 122.0497 | 188.2957 | 58.5878 | 28.9535 | 8912.9061 | 2773.2335 | 1370.502 | 5352.9446 | 633.0039 | 122.0497
PA | INSIG | MUNICIPAL | ROBERT BAIER SFTF | PAG045206 | 001 | 1.0375 | 3.75% | 0.00040027 | 0.00041528 | 24.5587 | 4.0931 | 9.9727 | 30.0822 | 5.0137 | 12.2156 | 19.6463 | 2.5143 | 3.3084 | 20.6629 | 4.0931 | 9.9727 | 26.1339 | 5.1769 | 12.6132 | 17.0678 | 2.5961 | 3.4161 | 20.6629 | 6.7154 | 28.8958 | 26.1339 | 8.4935 | 36.5467 | 17.0678 | 4.2593 | 9.898
PA | INSIG | MUNICIPAL | ROBERT BIRD SFTF | PAG045263 | 001 | 1.0375 | 3.75% | 0.00040027 | 0.00041528 | 24.5587 | 4.0931 | 9.9727 | 30.0822 | 5.0137 | 12.2156 | 23.0189 | 2.2972 | 3.4783 | 20.6629 | 4.0931 | 9.9727 | 26.1339 | 5.1769 | 12.6132 | 19.9976 | 2.372 | 3.5915 | 20.6629 | 6.7154 | 28.8958 | 26.1339 | 8.4935 | 36.5467 | 19.9976 | 3.8916 | 10.4063
PA | INSIG | MUNICIPAL | ROBERT FYE SFTF | PAG045010 | 001 | 1.0466 | 4.663% | 0.00040027 | 0.00041894 | 24.5587 | 4.0931 | 9.9727 | 30.0822 | 5.0137 | 12.2156 | 22.7015 | 1.5538 | 2.1608 | 20.4827 | 4.0931 | 9.9727 | 26.1339 | 5.2224 | 12.7242 | 19.7219 | 1.6185 | 2.2508 | 20.4827 | 6.6568 | 28.6438 | 26.1339 | 8.4935 | 36.5467 | 19.7219 | 2.6322 | 6.4647
PA | INSIG | MUNICIPAL | ROBERT K AND HEIDI D VAN VLIET SFRSTF | PAG043875 | 001 | 1.0294 | 2.943% | 0.00040055 | 0.00041234 | 24.5587 | 4.0931 | 9.9727 | 30.0822 | 5.0137 | 12.2156 | 10.0167 | 0.1358 | 0.046642 | 24.5587 | 4.0931 | 9.9727 | 30.8407 | 5.1401 | 12.5236 | 10.2692 | 0.13923 | 0.047818
PA | INSIG | MUNICIPAL | ROBERT L STORCH | PAG045284 | 001 | 1.0689 | 6.893% | 0.00040055 | 0.00042816 | 24.9197 | 3.9872 | 9.9727 | 30.5244 | 4.8839 | 12.2156 | 21.4854 | 2.046 | 2.7018 | 24.9197 | 3.9872 | 9.9727 | 32.4949 | 5.1992 | 13.0042 | 22.8724 | 2.1781 | 2.8762
PA | INSIG | MUNICIPAL | ROBERT MILLER SFTF | PAG045014 | 001 | 1.0534 | 5.342% | 0.00040027 | 0.00042165 | 24.5587 | 4.0931 | 9.9727 | 30.0822 | 5.0137 | 12.2156 | 14.0207 | 1.4315 | 0.84457 | 20.3507 | 4.0931 | 9.9727 | 26.1339 | 5.2563 | 12.8067 | 12.1805 | 1.5008 | 0.88544 | 20.3507 | 6.614 | 28.4593 | 26.1339 | 8.4935 | 36.5467 | 12.1805 | 2.4251 | 2.5268
PA | INSIG | MUNICIPAL | ROBERT NASONI SRSTP | PAG048624 | 001 | 1.0214 | 2.139% | 0.00040027 | 0.00040884 | 24.5587 | 4.0931 | 9.9727 | 30.0822 | 5.0137 | 12.2156 | 23.0048 | 2.0803 | 3.607 | 20.9887 | 4.0931 | 9.9727 | 26.1339 | 5.0965 | 12.4174 | 19.9854 | 2.1146 | 3.6665 | 20.9887 | 6.8213 | 29.3515 | 26.1339 | 8.4935 | 36.5467 | 19.9854 | 3.5241 | 10.7913
PA | INSIG | MUNICIPAL | ROBERT SFTF | PAG045001 | 001 | 1.0375 | 3.75% | 0.00040027 | 0.00041528 | 24.5587 | 4.0931 | 9.9727 | 30.0822 | 5.0137 | 12.2156 | 18.2388 | 1.9371 | 3.3659 | 20.6629 | 4.0931 | 9.9727 | 26.1339 | 5.1769 | 12.6132 | 15.8449 | 2.0001 | 3.4754 | 20.6629 | 6.7154 | 28.8958 | 26.1339 | 8.4935 | 36.5467 | 15.8449 | 3.2816 | 10.07
PA | INSIG | MUNICIPAL | ROBINSON, WILLIAM E | PA0113484 | 001 | 1.0534 | 5.342% | 0.011089 | 0.011681 | 2.6726 | 1.2586 | 29.918 | 130.9497 | 61.6654 | 1465.8739 | 60.76 | 21.7151 | 81.2942 | 2.6726 | 1.2586 | 20.0324 | 95.0804 | 44.7742 | 712.661 | 44.1169 | 15.7669 | 39.5226 | 3.1978 | 2.9366 | 20.0324 | 113.7616 | 104.4723 | 712.661 | 52.7849 | 36.7892 | 39.5226
PA | INSIG | MUNICIPAL | RODAS, THOMAS - MOUNTAIN VIEW | PA0087637 | 001 | 1.0461 | 4.605% | 0.025014 | 0.026166 | 23.4644 | 0.71769 | 9.9727 | 1796.3609 | 54.9439 | 763.476 | 1276.7074 | 24.3028 | 200.9017 | 19.5834 | 0.71769 | 9.9727 | 1560.5763 | 57.1918 | 794.712 | 1109.1308 | 25.2971 | 209.1212 | 19.5834 | 1.1681 | 28.6636 | 1560.5763 | 93.085 | 2284.17 | 1109.1308 | 41.1734 | 601.0584
PA | INSIG | MUNICIPAL | ROEDER, DANIEL L | PA0112895 | 001 | 1.0214 | 2.139% | 0.00040022 | 0.00040878 | 24.5587 | 4.0931 | 9.9727 | 30.0822 | 5.0137 | 12.2156 | 22.4249 | 2.0592 | 3.521 | 20.9916 | 4.0931 | 9.9727 | 26.1339 | 5.0958 | 12.4157 | 19.4817 | 2.0929 | 3.5787 | 20.9916 | 6.8222 | 29.3555 | 26.1339 | 8.4935 | 36.5467 | 19.4817 | 3.4884 | 10.5341
PA | INSIG | MUNICIPAL | ROEDER, DANIEL L | PAG044964 | 001 | 1.0534 | 5.342% | 0.00040027 | 0.00042165 | 24.5587 | 4.0931 | 9.9727 | 30.0822 | 5.0137 | 12.2156 | 14.7683 | 1.4315 | 0.84457 | 20.3507 | 4.0931 | 9.9727 | 26.1339 | 5.2563 | 12.8067 | 12.83 | 1.5008 | 0.88544 | 20.3507 | 6.614 | 28.4593 | 26.1339 | 8.4935 | 36.5467 | 12.83 | 2.4251 | 2.5268
PA | INSIG | MUNICIPAL | ROGER BAKER SFTF | PAG045060 | 001 | 1.0306 | 3.06% | 0.00040027 | 0.00041252 | 24.5587 | 4.0931 | 9.9727 | 30.0822 | 5.0137 | 12.2156 | 23.6999 | 2.397 | 3.7125 | 20.8012 | 4.0931 | 9.9727 | 26.1339 | 5.1425 | 12.5293 | 20.5893 | 2.4586 | 3.8079 | 20.8012 | 6.7604 | 29.0893 | 26.1339 | 8.4935 | 36.5467 | 20.5893 | 4.0607 | 11.1072
PA | INSIG | MUNICIPAL | ROGERS, SETH & BONNIE | PAG045086 | 001 | 1.1079 | 10.79% | 0.00040055 | 0.00044375 | 24.5587 | 4.0931 | 9.9727 | 30.0822 | 5.0137 | 12.2156 | 12.6097 | 0.23542 | 0.087023 | 24.5587 | 4.0931 | 9.9727 | 33.1906 | 5.5318 | 13.4779 | 13.9126 | 0.25975 | 0.096016
PA | INSIG | MUNICIPAL | ROMAIN DORMAN JR | PA0209571 | 001 | 1.0691 | 6.913% | 0.00036016 | 0.00038506 | 33.2263 | 5.3162 | 19.9454 | 30.5244 | 4.8839 | 18.3234 | 20.9215 | 2.0476 | 4.0887 | 22.612 | 5.3162 | 19.9454 | 26.5179 | 6.2345 | 23.3906 | 18.1754 | 2.6138 | 5.2194 | 22.612 | 7.0555 | 31.1637 | 26.5179 | 8.2742 | 36.5467 | 18.1754 | 3.469 | 8.1551
PA | INSIG | MUNICIPAL | RON HAND SEW SYS | PAG045044 | 001 | 1.0356 | 3.558% | 0.00040027 | 0.00041451 | 24.5587 | 4.0931 | 9.9727 | 30.0822 | 5.0137 | 12.2156 | 17.5174 | 0.96288 | 1.0876 | 20.7013 | 4.0931 | 9.9727 | 26.1339 | 5.1673 | 12.5898 | 15.2183 | 0.99237 | 1.1209 | 20.7013 | 6.7279 | 28.9495 | 26.1339 | 8.4935 | 36.5467 | 15.2183 | 1.6312 | 3.2538
PA | INSIG | MUNICIPAL | RON SAILHAMER | PAG043925 | 001 | 1.0466 | 4.663% | 0.00050068 | 0.00052403 | 24.9197 | 3.9872 | 9.9727 | 38.1555 | 6.1049 | 15.2695 | 25.9842 | 2.5548 | 3.978 | 24.9197 | 3.9872 | 9.9727 | 39.7712 | 6.3634 | 15.9161 | 27.0845 | 2.663 | 4.1464
PA | INSIG | MUNICIPAL | RON SAILHAMER | PAG043926 | 001 | 1.0466 | 4.663% | 0.00050068 | 0.00052403 | 24.9197 | 3.9872 | 9.9727 | 38.1555 | 6.1049 | 15.2695 | 25.9842 | 2.5548 | 3.978 | 24.9197 | 3.9872 | 9.9727 | 39.7712 | 6.3634 | 15.9161 | 27.0845 | 2.663 | 4.1464
PA | INSIG | MUNICIPAL | RONALD J. & ROBIN L. KUHLMAN SFTF | PAG045275 | 001 | 1.0787 | 7.866% | 0.00040027 | 0.00043176 | 24.5587 | 4.0931 | 9.9727 | 30.0822 | 5.0137 | 12.2156 | 20.0282 | 1.9114 | 3.1302 | 19.8744 | 4.0931 | 9.9727 | 26.1339 | 5.3823 | 13.1136 | 17.3995 | 2.052 | 3.3603 | 19.8744 | 6.4592 | 27.7932 | 26.1339 | 8.4935 | 36.5467 | 17.3995 | 3.2381 | 9.365
PA | INSIG | MUNICIPAL | ROSS, DAVID M. & LOUISE W. | PAG044848 | 001 | 1.0461 | 4.605% | 0.00040027 | 0.00041871 | 24.5587 | 4.0931 | 9.9727 | 30.0822 | 5.0137 | 12.2156 | 20.1554 | 2.2177 | 3.2144 | 20.494 | 4.0931 | 9.9727 | 26.1339 | 5.2195 | 12.7171 | 17.51 | 2.3087 | 3.3464 | 20.494 | 6.6605 | 28.6597 | 26.1339 | 8.4935 | 36.5467 | 17.51 | 3.7568 | 9.6169
PA | INSIG | MUNICIPAL | ROST SRSTP | PAG044925 | 001 | 1.0214 | 2.139% | 0.00040027 | 0.00040884 | 24.5587 | 4.0931 | 9.9727 | 30.0822 | 5.0137 | 12.2156 | 19.5683 | 1.7398 | 2.5593 | 20.9887 | 4.0931 | 9.9727 | 26.1339 | 5.0965 | 12.4174 | 17 | 1.7686 | 2.6016 | 20.9887 | 6.8213 | 29.3515 | 26.1339 | 8.4935 | 36.5467 | 17 | 2.9474 | 7.6569
PA | INSIG | MUNICIPAL | ROTE, MICHAEL & LANA | PAG044860 | 001 | 1.0214 | 2.139% | 0.00040027 | 0.00040884 | 24.5587 | 4.0931 | 9.9727 | 30.0822 | 5.0137 | 12.2156 | 22.957 | 2.0592 | 3.521 | 20.9887 | 4.0931 | 9.9727 | 26.1339 | 5.0965 | 12.4174 | 19.9438 | 2.0932 | 3.5792 | 20.9887 | 6.8213 | 29.3515 | 26.1339 | 8.4935 | 36.5467 | 19.9438 | 3.4884 | 10.5341
PA | INSIG | MUNICIPAL | ROUND TOP CAMPGROUND LLC | PA0081051 | 001 | 1.0294 | 2.943% | 0.042023 | 0.04326 | 6.4632 | 0.26508 | 9.9727 | 831.2712 | 34.0932 | 1282.6397 | 524.4944 | 24.3021 | 636.7927 | 6.4632 | 0.24893 | 9.9727 | 851.5308 | 32.7969 | 1313.9 | 537.2773 | 23.3782 | 652.3125 | 49.563 | 0.24893 | 29.1264 | 6529.918 | 32.7969 | 3837.4056 | 4120.0818 | 23.3782 | 1905.1584
PA | INSIG | MUNICIPAL | ROXANNE SHIELS SRSTP | PAG044894 | 001 | 1.0356 | 3.558% | 0.00040027 | 0.00041451 | 24.5587 | 4.0931 | 9.9727 | 30.0822 | 5.0137 | 12.2156 | 16.2762 | 1.1444 | 1.0879 | 20.7013 | 4.0931 | 9.9727 | 26.1339 | 5.1673 | 12.5898 | 14.1399 | 1.1795 | 1.1212 | 20.7013 | 6.7279 | 28.9495 | 26.1339 | 8.4935 | 36.5467 | 14.1399 | 1.9387 | 3.2547
PA | INSIG | MUNICIPAL | ROXBURY HOLINESS CAMP INC | PA0082511 | 001 | 1.0466 | 4.663% | 0.030016 | 0.031416 | 18.3519 | 2.768 | 29.918 | 1685.9542 | 254.2947 | 2748.5136 | 1092.761 | 98.915 | 533.7542 | 15.308 | 2.768 | 28.6477 | 1464.6612 | 264.845 | 2741.004 | 949.3287 | 103.0189 | 532.2959 | 15.308 | 4.5028 | 28.6477 | 1464.6612 | 430.8282 | 2741.004 | 949.3287 | 167.5827 | 532.2959
PA | INSIG | MUNICIPAL | ROY, RALPH & CAROL | PAG044952 | 001 | 1.0375 | 3.75% | 0.0004011 | 0.00041614 | 24.5587 | 4.0931 | 9.9727 | 30.0822 | 5.0137 | 12.2156 | 21.8141 | 2.2972 | 3.4783 | 24.5587 | 4.0931 | 9.9727 | 31.1251 | 5.1875 | 12.6391 | 22.5703 | 2.3768 | 3.5989
PA | INSIG | MUNICIPAL | RRP RECREATION LMTD PARTNERSHI | PA0039730 | 001 | 1.1122 | 11.22% | 0.10005 | 0.11128 | 14.7352 | 0.19647 | 29.918 | 4512.3288 | 60.1644 | 9161.712 | 2846.2191 | 11.5818 | 617.3149 | 11.5671 | 0.19647 | 26.9594 | 3920.1359 | 66.5846 | 9136.68 | 2472.6845 | 12.8177 | 615.6283 | 11.5671 | 0.3006 | 26.9594 | 3920.1359 | 101.8763 | 9136.68 | 2472.6845 | 19.6114 | 615.6283
PA | INSIG | MUNICIPAL | RUK, MARTIN & VICKI | PAG045007 | 001 | 1.1057 | 10.57% | 0.00040055 | 0.00044287 | 24.5587 | 4.0931 | 9.9727 | 30.0822 | 5.0137 | 12.2156 | 21.0956 | 2.0481 | 2.9318 | 24.5587 | 4.0931 | 9.9727 | 33.1243 | 5.5207 | 13.4509 | 23.2289 | 2.2552 | 3.2283
PA | INSIG | MUNICIPAL | RUNK,EVE AND RANDY | PAG043634 | 001 | 1.0648 | 6.482% | 0.00040055 | 0.00042651 | 24.5587 | 4.0931 | 9.9727 | 30.0822 | 5.0137 | 12.2156 | 23.4556 | 2.3954 | 5.8225 | 24.5587 | 4.0931 | 9.9727 | 31.9009 | 5.3168 | 12.9541 | 24.8736 | 2.5402 | 6.1745
PA | INSIG | MUNICIPAL | RUSSELL BURK RESIDENCE | PAG046279 | 001 | 1.0784 | 7.837% | 0.00040027 | 0.00043164 | 24.5587 | 4.0931 | 9.9727 | 30.0822 | 5.0137 | 12.2156 | 16.8348 | 2.7976 | 4.7246 | 19.8799 | 4.0931 | 9.9727 | 26.1339 | 5.3808 | 13.11 | 14.6252 | 3.0024 | 5.0706 | 19.8799 | 6.4609 | 27.8008 | 26.1339 | 8.4935 | 36.5467 | 14.6252 | 4.7393 | 14.1352
PA | INSIG | MUNICIPAL | RUSTIC MEADOWS CAMPING & GOLF | PA0246387 | 001 | 1.0784 | 7.837% | 0.012167 | 0.01312 | 105.564 | 14.4128 | 9.9727 | 3927.6783 | 536.2527 | 371.0493 | 2935.9122 | 258.1094 | 110.1743 | 85.3931 | 14.4128 | 9.9727 | 3412.1437 | 575.9096 | 398.4892 | 2550.5537 | 277.1971 | 118.3219 | 85.3931 | 22.7365 | 27.8961 | 3412.1437 | 908.5092 | 1114.675 | 2550.5537 | 437.2841 | 330.9762
PA | INSIG | MUNICIPAL | RYAN BARRICK | PAG043921 | 001 | 1.0797 | 7.973% | 0.00040027 | 0.00043219 | 24.5587 | 4.0931 | 9.9727 | 30.0822 | 5.0137 | 12.2156 | 18.6299 | 1.9976 | 3.0227 | 24.5587 | 4.0931 | 9.9727 | 32.3254 | 5.3876 | 13.1265 | 20.0191 | 2.1466 | 3.2481
PA | INSIG | MUNICIPAL | SALISBURY TWP | PA0084484 | 001 | 1.0784 | 7.837% | 0.021012 | 0.022658 | 4.2125 | 1.9803 | 9.9727 | 270.8939 | 127.3479 | 641.3198 | 159.9577 | 70.1767 | 268.208 | 3.4103 | 0.2219 | 9.9727 | 235.3354 | 15.3125 | 688.1807 | 138.9611 | 8.4381 | 287.8058 | 3.4103 | 0.2219 | 27.8046 | 235.3354 | 15.3125 | 1918.7028 | 138.9611 | 8.4381 | 802.4256
PA | INSIG | MUNICIPAL | SAM ZIMMERMAN SRSTP | PAG045277 | 001 | 1.0306 | 3.06% | 0.00040027 | 0.00041252 | 24.5587 | 4.0931 | 9.9727 | 30.0822 | 5.0137 | 12.2156 | 22.7435 | 2.397 | 3.7125 | 20.8012 | 4.0931 | 9.9727 | 26.1339 | 5.1425 | 12.5293 | 19.7584 | 2.4586 | 3.8079 | 20.8012 | 6.7604 | 29.0893 | 26.1339 | 8.4935 | 36.5467 | 19.7584 | 4.0607 | 11.1072
PA | INSIG | MUNICIPAL | SANTO LAZAFAME | PA0228877 | 001 | 1.0214 | 2.139% | 0.00040022 | 0.00040878 | 24.9197 | 3.9872 | 9.9727 | 30.5244 | 4.8839 | 12.2156 | 23.433 | 1.9921 | 3.6292 | 21.3 | 3.9872 | 9.9727 | 26.5179 | 4.9639 | 12.4157 | 20.3572 | 2.0247 | 3.6886 | 21.3 | 6.6461 | 29.3555 | 26.5179 | 8.2742 | 36.5467 | 20.3572 | 3.375 | 10.8578
PA | INSIG | MUNICIPAL | SANZOTTO SFTF | PAG045221 | 001 | 1.0375 | 3.75% | 0.00040027 | 0.00041528 | 24.5587 | 4.0931 | 9.9727 | 30.0822 | 5.0137 | 12.2156 | 22.6529 | 1.6658 | 3.0316 | 20.6629 | 4.0931 | 9.9727 | 26.1339 | 5.1769 | 12.6132 | 19.6797 | 1.72 | 3.1302 | 20.6629 | 6.7154 | 28.8958 | 26.1339 | 8.4935 | 36.5467 | 19.6797 | 2.8219 | 9.0698
PA | INSIG | MUNICIPAL | SARAH E EDGE SFTF | PAG044892 | 001 | 1.026 | 2.596% | 0.00040027 | 0.00041067 | 24.5587 | 4.0931 | 9.9727 | 30.0822 | 5.0137 | 12.2156 | 18.3919 | 2.2515 | 2.9078 | 20.8953 | 4.0931 | 9.9727 | 26.1339 | 5.1193 | 12.4729 | 15.9779 | 2.299 | 2.9691 | 20.8953 | 6.791 | 29.2209 | 26.1339 | 8.4935 | 36.5467 | 15.9779 | 3.8142 | 8.6996
PA | INSIG | MUNICIPAL | SAUDER, JEREMY | PA0248053 | 001 | 1.0784 | 7.837% | 0.00040022 | 0.00043158 | 24.9197 | 3.9872 | 0 | 30.5244 | 4.8839 | 0 | 23.2911 | 2.3312 | 0 | 20.1747 | 3.9872 | 0 | 26.5179 | 5.2408 | 0 | 20.234 | 2.5015 | 0 | 20.1747 | 6.295 | 27.8046 | 26.5179 | 8.2742 | 36.5467 | 20.234 | 3.9494 | 11.7051
PA | INSIG | MUNICIPAL | SAULSBURG AND DILLON - BELLEFONTE KOA | PA0035815 | 001 | 1.0787 | 7.866% | 0.0090049 | 0.0097133 | 19.238 | 7.6354 | 9.9727 | 530.2088 | 210.4352 | 274.8514 | 320.63 | 56.6758 | 19.0221 | 15.5706 | 7.6354 | 9.9727 | 460.6153 | 225.8734 | 295.0153 | 278.5452 | 60.8337 | 20.4176 | 15.5706 | 12.0516 | 27.797 | 460.6153 | 356.5154 | 822.3012 | 278.5452 | 96.0191 | 56.9104
PA | INSIG | MUNICIPAL | SAUNDEROSA PARK | PA0035823 | 001 | 1.0466 | 4.663% | 0.010005 | 0.010472 | 12.41 | 7.5357 | 29.918 | 380.0288 | 230.7645 | 916.1712 | 284.7694 | 105.2712 | 394.285 | 10.3517 | 7.5357 | 28.6477 | 330.1474 | 240.3385 | 913.668 | 247.3914 | 109.6387 | 393.2078 | 10.3517 | 12.2583 | 28.6477 | 330.1474 | 390.9568 | 913.668 | 247.3914 | 178.3485 | 393.2078
PA | INSIG | MUNICIPAL | SAVOKINAS MICHAEL SRSTP | PAG042224 | 001 | 1.0463 | 4.634% | 0.00040027 | 0.00041882 | 24.5587 | 4.0931 | 9.9727 | 30.0822 | 5.0137 | 12.2156 | 19.1662 | 1.9226 | 2.7589 | 20.4883 | 4.0931 | 9.9727 | 26.1339 | 5.221 | 12.7207 | 16.6506 | 2.0021 | 2.873 | 20.4883 | 6.6587 | 28.6517 | 26.1339 | 8.4935 | 36.5467 | 16.6506 | 3.257 | 8.2542
PA | INSIG | MUNICIPAL | SAVOY STAIMAN ALLISON E | PAG045119 | 001 | 1.0375 | 3.75% | 0.0040055 | 0.0041557 | 2.4559 | 0.40931 | 9.9727 | 30.0822 | 5.0137 | 122.1562 | 21.4366 | 1.8896 | 33.4606 | 2.4559 | 0.40931 | 9.9727 | 31.0825 | 5.1804 | 126.2183 | 22.1494 | 1.9525 | 34.5733
PA | INSIG | MUNICIPAL | SCHAAD, CARLTON & TAMARA | PAG044887 | 001 | 1.0461 | 4.605% | 0.00040027 | 0.00041871 | 24.5587 | 4.0931 | 9.9727 | 30.0822 | 5.0137 | 12.2156 | 22.5075 | 2.2177 | 3.2144 | 20.494 | 4.0931 | 9.9727 | 26.1339 | 5.2195 | 12.7171 | 19.5534 | 2.3087 | 3.3464 | 20.494 | 6.6605 | 28.6597 | 26.1339 | 8.4935 | 36.5467 | 19.5534 | 3.7568 | 9.6169
PA | INSIG | MUNICIPAL | SCHOLL, CONRAD J | PAG044956 | 001 | 1.0689 | 6.893% | 0.00040055 | 0.00042816 | 24.5587 | 4.0931 | 9.9727 | 30.0822 | 5.0137 | 12.2156 | 15.2379 | 1.9116 | 2.158 | 24.5587 | 4.0931 | 9.9727 | 32.0242 | 5.3374 | 13.0042 | 16.2216 | 2.035 | 2.2973
PA | INSIG | MUNICIPAL | SCHULTZ RESIDENCE SFSTF | PAG045013 | 001 | 1.0375 | 3.75% | 0.00040027 | 0.00041528 | 24.5587 | 4.0931 | 9.9727 | 30.0822 | 5.0137 | 12.2156 | 16.003 | 1.9371 | 3.3659 | 20.6629 | 4.0931 | 9.9727 | 26.1339 | 5.1769 | 12.6132 | 13.9026 | 2.0001 | 3.4754 | 20.6629 | 6.7154 | 28.8958 | 26.1339 | 8.4935 | 36.5467 | 13.9026 | 3.2816 | 10.07
PA | INSIG | MUNICIPAL | Scooters Mountainside Travern | PA0261912 | 001 | 1.0294 | 2.943% | 0.001501 | 0.0015452 | 24.8862 | 0 | 9.9727 | 114.3123 | 0 | 45.8086 | 87.7105 | 0 | 22.7426 | 24.8862 | 0 | 9.9727 | 117.1144 | 0 | 46.9314 | 89.8605 | 0 | 23.3001
PA | INSIG | MUNICIPAL | SCOTT DAVIES SFTF | PA0233871 | 001 | 1.0214 | 2.139% | 0.00050027 | 0.00051098 | 24.9197 | 3.9872 | 29.918 | 38.1555 | 6.1049 | 45.8086 | 28.8082 | 2.4901 | 13.6094 | 21.3 | 3.9872 | 29.3555 | 33.1473 | 6.2049 | 45.6834 | 25.027 | 2.5309 | 13.5722 | 21.3 | 6.6461 | 29.3555 | 33.1473 | 10.3428 | 45.6834 | 25.027 | 4.2187 | 13.5722
PA | INSIG | MUNICIPAL | SCOTT HOOVER SEW SYS | PAG045092 | 001 | 1.1057 | 10.57% | 0.00040027 | 0.00044256 | 24.5587 | 4.0931 | 9.9727 | 30.0822 | 5.0137 | 12.2156 | 18.88 | 2.0782 | 2.4887 | 19.3892 | 4.0931 | 9.9727 | 26.1339 | 5.5169 | 13.4417 | 16.402 | 2.2868 | 2.7385 | 19.3892 | 6.3015 | 27.1147 | 26.1339 | 8.4935 | 36.5467 | 16.402 | 3.5206 | 7.4457
PA | INSIG | MUNICIPAL | SCOTT TWP SEWER & WATER AUTH | PA0062405 | 001 | 1.0665 | 6.65% | 0.060033 | 0.064025 | 24.9197 | 3.9872 | 0 | 4578.66 | 732.5856 | 0 | 1640.544 | 176.4815 | 0 | 20.3991 | 3.9872 | 0 | 3977.6796 | 777.4681 | 0 | 1425.2114 | 187.2938 | 0 | 20.3991 | 6.365 | 28.1139 | 3977.6796 | 1241.1327 | 5482.008 | 1425.2114 | 298.9917 | 462.3374
PA | INSIG | MUNICIPAL | SCRANTON DIOCESE | PA0062286 | 001 | 1.0665 | 6.65% | 0.0010005 | 0.0010671 | 24.9197 | 3.9872 | 29.918 | 76.311 | 12.2098 | 91.6171 | 50.5811 | 5.3455 | 21.9924 | 20.3991 | 3.9872 | 28.1139 | 66.2947 | 12.9578 | 91.3668 | 43.942 | 5.673 | 21.9323 | 20.3991 | 6.365 | 28.1139 | 66.2947 | 20.6855 | 91.3668 | 43.942 | 9.0563 | 21.9323
PA | INSIG | MUNICIPAL | SEARER, LESTER B - MARGARETTA MHP | PA0042528 | 001 | 1.0648 | 6.482% | 0.01801 | 0.019177 | 123.7032 | 20.2837 | 29.918 | 6818.6301 | 1118.0548 | 1649.1082 | 5028.6846 | 431.7093 | 545.1408 | 101.4232 | 20.2837 | 28.1584 | 5923.656 | 1184.6754 | 1644.6024 | 4368.6484 | 457.4332 | 543.6513 | 101.4232 | 32.4317 | 28.1584 | 5923.656 | 1894.1858 | 1644.6024 | 4368.6484 | 731.3931 | 543.6513
PA | INSIG | MUNICIPAL | SEMBER, ANDREW | PAG044993 | 001 | 1.0689 | 6.893% | 0.00040027 | 0.00042787 | 24.5587 | 4.0931 | 9.9727 | 30.0822 | 5.0137 | 12.2156 | 16.5281 | 1.9946 | 2.2725 | 20.0553 | 4.0931 | 9.9727 | 26.1339 | 5.3337 | 12.9953 | 14.3588 | 2.1219 | 2.4176 | 20.0553 | 6.518 | 28.0462 | 26.1339 | 8.4935 | 36.5467 | 14.3588 | 3.379 | 6.799
PA | INSIG | MUNICIPAL | SERVICE ELECTRIC CABLEVISION, INC | PAG045276 | 001 | 1.0306 | 3.06% | 0.00040027 | 0.00041252 | 24.5587 | 4.0931 | 9.9727 | 30.0822 | 5.0137 | 12.2156 | 24.3664 | 2.397 | 3.7125 | 20.8012 | 4.0931 | 9.9727 | 26.1339 | 5.1425 | 12.5293 | 21.1683 | 2.4586 | 3.8079 | 20.8012 | 6.7604 | 29.0893 | 26.1339 | 8.4935 | 36.5467 | 21.1683 | 4.0607 | 11.1072
PA | INSIG | MUNICIPAL | SEWAGE SYSTEM | PAG045036 | 001 | 1.0787 | 7.866% | 0.00040027 | 0.00043176 | 24.5587 | 4.0931 | 9.9727 | 30.0822 | 5.0137 | 12.2156 | 15.69 | 0.9734 | 0.74068 | 19.8744 | 4.0931 | 9.9727 | 26.1339 | 5.3823 | 13.1136 | 13.6307 | 1.045 | 0.79513 | 19.8744 | 6.4592 | 27.7932 | 26.1339 | 8.4935 | 36.5467 | 13.6307 | 1.649 | 2.216
PA | INSIG | MUNICIPAL | SFS ALIC, ZEMIR & HASIBA | PA0248240 | 001 | 1.0461 | 4.605% | 0.00050027 | 0.00052331 | 24.9197 | 3.9872 | 29.918 | 38.1555 | 6.1049 | 45.8086 | 26.6732 | 2.7003 | 12.0541 | 20.798 | 3.9872 | 28.6636 | 33.1473 | 6.3546 | 45.6834 | 23.1721 | 2.8108 | 12.0212 | 20.798 | 6.4895 | 28.6636 | 33.1473 | 10.3428 | 45.6834 | 23.1721 | 4.5748 | 12.0212
PA | INSIG | MUNICIPAL | SFS ARNOLD, RONALD | PAG043562 | 001 | 1.0324 | 3.236% | 0.00040027 | 0.00041323 | 24.5587 | 4.0931 | 9.9727 | 30.0822 | 5.0137 | 12.2156 | 14.7498 | 1.7231 | 2.8521 | 20.7658 | 4.0931 | 9.9727 | 26.1339 | 5.1512 | 12.5507 | 12.8139 | 1.7704 | 2.9303 | 20.7658 | 6.7489 | 29.0398 | 26.1339 | 8.4935 | 36.5467 | 12.8139 | 2.919 | 8.5329
PA | INSIG | MUNICIPAL | SFS AUGUSTINE, JOHN | PAG043503 | 001 | 1.0214 | 2.139% | 0.00040027 | 0.00040884 | 24.5587 | 4.0931 | 9.9727 | 30.0822 | 5.0137 | 12.2156 | 22.4249 | 2.0592 | 3.521 | 20.9887 | 4.0931 | 9.9727 | 26.1339 | 5.0965 | 12.4174 | 19.4817 | 2.0932 | 3.5792 | 20.9887 | 6.8213 | 29.3515 | 26.1339 | 8.4935 | 36.5467 | 19.4817 | 3.4884 | 10.5341
PA | INSIG | MUNICIPAL | SFS BAKER, WILLIAM D | PAG043609 | 001 | 1.0648 | 6.482% | 0.00040027 | 0.00042622 | 24.5587 | 4.0931 | 9.9727 | 30.0822 | 5.0137 | 12.2156 | 20.1513 | 2.035 | 3.086 | 20.1328 | 4.0931 | 9.9727 | 26.1339 | 5.3132 | 12.9453 | 17.5064 | 2.1565 | 3.2703 | 20.1328 | 6.5431 | 28.1546 | 26.1339 | 8.4935 | 36.5467 | 17.5064 | 3.4474 | 9.2326
PA | INSIG | MUNICIPAL | SFS BAKSI, SANDRA | PAG043572 | 001 | 1.0214 | 2.139% | 0.00040027 | 0.00040884 | 24.5587 | 4.0931 | 9.9727 | 30.0822 | 5.0137 | 12.2156 | 23.9688 | 2.0803 | 3.607 | 20.9887 | 4.0931 | 9.9727 | 26.1339 | 5.0965 | 12.4174 | 20.8229 | 2.1146 | 3.6665 | 20.9887 | 6.8213 | 29.3515 | 26.1339 | 8.4935 | 36.5467 | 20.8229 | 3.5241 | 10.7913
PA | INSIG | MUNICIPAL | SFS BEASTON, KENNETH | PAG043596 | 001 | 1.0306 | 3.06% | 0.00040027 | 0.00041252 | 24.5587 | 4.0931 | 9.9727 | 30.0822 | 5.0137 | 12.2156 | 21.254 | 2.3133 | 3.3423 | 20.8012 | 4.0931 | 9.9727 | 26.1339 | 5.1425 | 12.5293 | 18.4644 | 2.3727 | 3.4281 | 20.8012 | 6.7604 | 29.0893 | 26.1339 | 8.4935 | 36.5467 | 18.4644 | 3.9189 | 9.9995
PA | INSIG | MUNICIPAL | SFS BEILER, BARRY | PAG043726 | 001 | 1.0988 | 9.88% | 0.00040027 | 0.00043982 | 24.5587 | 4.0931 | 9.9727 | 30.0822 | 5.0137 | 12.2156 | 20.0914 | 2.2771 | 3.0621 | 19.5101 | 4.0931 | 9.9727 | 26.1339 | 5.4828 | 13.3585 | 17.4544 | 2.4901 | 3.3486 | 19.5101 | 6.3408 | 27.2837 | 26.1339 | 8.4935 | 36.5467 | 17.4544 | 3.8575 | 9.1612
PA | INSIG | MUNICIPAL | SFS BEILER, JOHN A. | PA0261424 | 001 | 1.0466 | 4.663% | 0.00040022 | 0.00041888 | 24.9197 | 3.9872 | 0 | 30.5244 | 4.8839 | 0 | 20.5164 | 1.7462 | 0 | 20.7865 | 3.9872 | 0 | 26.5179 | 5.0865 | 0 | 17.8235 | 1.8186 | 0 | 20.7865 | 6.4859 | 28.6477 | 26.5179 | 8.2742 | 36.5467 | 17.8235 | 2.9584 | 5.9841
PA | INSIG | MUNICIPAL | SFS BISH, JACK E | PAG043595 | 001 | 0.99901 | -0.09923% | 0.00040027 | 0.00039988 | 24.5587 | 4.0931 | 9.9727 | 30.0822 | 5.0137 | 12.2156 | 15.8164 | 1.2115 | 1.7312 | 21.4591 | 4.0931 | 9.9727 | 26.1339 | 4.9848 | 12.1452 | 13.7405 | 1.2046 | 1.7212 | 21.4591 | 6.9742 | 30.0092 | 26.1339 | 8.4935 | 36.5467 | 13.7405 | 2.0524 | 5.1794
PA | INSIG | MUNICIPAL | SFS BISHOP RENTAL PROP | PAG043578 | 001 | 1.0375 | 3.75% | 0.00040027 | 0.00041528 | 24.5587 | 4.0931 | 9.9727 | 30.0822 | 5.0137 | 12.2156 | 16.003 | 1.9371 | 3.3659 | 20.6629 | 4.0931 | 9.9727 | 26.1339 | 5.1769 | 12.6132 | 13.9026 | 2.0001 | 3.4754 | 20.6629 | 6.7154 | 28.8958 | 26.1339 | 8.4935 | 36.5467 | 13.9026 | 3.2816 | 10.07
PA | INSIG | MUNICIPAL | SFS BLACK, DENVER | PAG043603 | 001 | 1.0787 | 7.866% | 0.00040027 | 0.00043176 | 24.5587 | 4.0931 | 9.9727 | 30.0822 | 5.0137 | 12.2156 | 15.0208 | 0.99388 | 0.78045 | 19.8744 | 4.0931 | 9.9727 | 26.1339 | 5.3823 | 13.1136 | 13.0493 | 1.0669 | 0.83783 | 19.8744 | 6.4592 | 27.7932 | 26.1339 | 8.4935 | 36.5467 | 13.0493 | 1.6837 | 2.335
PA | INSIG | MUNICIPAL | SFS BLADES, GREGORY | PAG043592 | 001 | 1.0328 | 3.284% | 0.00040027 | 0.00041342 | 24.5587 | 4.0931 | 9.9727 | 30.0822 | 5.0137 | 12.2156 | 22.9809 | 2.2224 | 3.977 | 20.7561 | 4.0931 | 9.9727 | 26.1339 | 5.1536 | 12.5565 | 19.9646 | 2.2844 | 4.088 | 20.7561 | 6.7457 | 29.0262 | 26.1339 | 8.4935 | 36.5467 | 19.9646 | 3.7648 | 11.8985
PA | INSIG | MUNICIPAL | SFS BLANK, AMOS | PAG043848 | 001 | 1.0214 | 2.139% | 0.00040027 | 0.00040884 | 24.5587 | 4.0931 | 9.9727 | 30.0822 | 5.0137 | 12.2156 | 21.6748 | 1.9617 | 3.63 | 20.9887 | 4.0931 | 9.9727 | 26.1339 | 5.0965 | 12.4174 | 18.83 | 1.9941 | 3.69 | 20.9887 | 6.8213 | 29.3515 | 26.1339 | 8.4935 | 36.5467 | 18.83 | 3.3232 | 10.8603
PA | INSIG | MUNICIPAL | SFS BLANK, JR. DAVID S | PAG043702 | 001 | 1.0214 | 2.139% | 0.00040027 | 0.00040884 | 24.5587 | 4.0931 | 9.9727 | 30.0822 | 5.0137 | 12.2156 | 21.73 | 2.4306 | 3.5951 | 20.9887 | 4.0931 | 9.9727 | 26.1339 | 5.0965 | 12.4174 | 18.878 | 2.4707 | 3.6545 | 20.9887 | 6.8213 | 29.3515 | 26.1339 | 8.4935 | 36.5467 | 18.878 | 4.1175 | 10.7559
PA | INSIG | MUNICIPAL | SFS BLANKLEY, GEORGE | PAG043649 | 001 | 1.026 | 2.596% | 0.00040027 | 0.00041067 | 24.5587 | 4.0931 | 9.9727 | 30.0822 | 5.0137 | 12.2156 | 23.7039 | 2.0681 | 2.6329 | 20.8953 | 4.0931 | 9.9727 | 26.1339 | 5.1193 | 12.4729 | 20.5927 | 2.1116 | 2.6884 | 20.8953 | 6.791 | 29.2209 | 26.1339 | 8.4935 | 36.5467 | 20.5927 | 3.5034 | 7.8772
PA | INSIG | MUNICIPAL | SFS BLUBAUGH, ROBERT | PAG043859 | 001 | 1.0328 | 3.284% | 0.00040027 | 0.00041342 | 24.5587 | 4.0931 | 9.9727 | 30.0822 | 5.0137 | 12.2156 | 22.6697 | 2.2224 | 3.977 | 20.7561 | 4.0931 | 9.9727 | 26.1339 | 5.1536 | 12.5565 | 19.6943 | 2.2844 | 4.088 | 20.7561 | 6.7457 | 29.0262 | 26.1339 | 8.4935 | 36.5467 | 19.6943 | 3.7648 | 11.8985
PA | INSIG | MUNICIPAL | SFS BOLYARD, JERRY MILLARD | PA0082082 | 001 | 1.0356 | 3.558% | 0.00040022 | 0.00041446 | 24.9197 | 3.9872 | 19.9454 | 30.5244 | 4.8839 | 24.4312 | 17.1601 | 1.6285 | 9.1243 | 21.0083 | 3.9872 | 19.9454 | 26.5179 | 5.0328 | 25.1762 | 14.9077 | 1.6782 | 9.4025 | 21.0083 | 6.5551 | 28.9535 | 26.5179 | 8.2742 | 36.5467 | 14.9077 | 2.759 | 13.649
PA | INSIG | MUNICIPAL | SFS BOMBA, PAUL | PAG043587 | 001 | 1.0306 | 3.06% | 0.00040027 | 0.00041252 | 24.5587 | 4.0931 | 9.9727 | 30.0822 | 5.0137 | 12.2156 | 21.254 | 2.3133 | 3.3423 | 20.8012 | 4.0931 | 9.9727 | 26.1339 | 5.1425 | 12.5293 | 18.4644 | 2.3727 | 3.4281 | 20.8012 | 6.7604 | 29.0893 | 26.1339 | 8.4935 | 36.5467 | 18.4644 | 3.9189 | 9.9995
PA | INSIG | MUNICIPAL | SFS BORONOW, TIM & PAMELA | PAG043629 | 001 | 1.1079 | 10.79% | 0.00040027 | 0.00044345 | 24.5587 | 4.0931 | 9.9727 | 30.0822 | 5.0137 | 12.2156 | 20.1004 | 1.1599 | 1.5937 | 19.3505 | 4.0931 | 9.9727 | 26.1339 | 5.528 | 13.4687 | 17.4622 | 1.2789 | 1.7572 | 19.3505 | 6.2889 | 27.0605 | 26.1339 | 8.4935 | 36.5467 | 17.4622 | 1.965 | 4.7682
PA | INSIG | MUNICIPAL | SFS BOWERS DANIEL | PAG043686 | 001 | 1.0648 | 6.482% | 0.00040027 | 0.00042622 | 24.5587 | 4.0931 | 9.9727 | 30.0822 | 5.0137 | 12.2156 | 21.4511 | 1.9773 | 4.2911 | 20.1328 | 4.0931 | 9.9727 | 26.1339 | 5.3132 | 12.9453 | 18.6356 | 2.0954 | 4.5474 | 20.1328 | 6.5431 | 28.1546 | 26.1339 | 8.4935 | 36.5467 | 18.6356 | 3.3496 | 12.8382
PA | INSIG | MUNICIPAL | SFS BOWSER, LORNE J | PAG043630 | 001 | 1.026 | 2.596% | 0.00040027 | 0.00041067 | 24.5587 | 4.0931 | 9.9727 | 30.0822 | 5.0137 | 12.2156 | 23.1238 | 2.0681 | 2.6329 | 20.8953 | 4.0931 | 9.9727 | 26.1339 | 5.1193 | 12.4729 | 20.0888 | 2.1116 | 2.6884 | 20.8953 | 6.791 | 29.2209 | 26.1339 | 8.4935 | 36.5467 | 20.0888 | 3.5034 | 7.8772
PA | INSIG | MUNICIPAL | SFS BRADLEY, JODY | PA0259951 | 001 | 1.0392 | 3.924% | 0.00040022 | 0.00041592 | 24.9197 | 3.9872 | 9.9727 | 30.5244 | 4.8839 | 12.2156 | 22.1071 | 2.5941 | 1.1594 | 20.9343 | 3.9872 | 9.9727 | 26.5179 | 5.0506 | 12.6326 | 19.2054 | 2.6827 | 1.199 | 20.9343 | 6.532 | 28.8515 | 26.5179 | 8.2742 | 36.5467 | 19.2054 | 4.3949 | 3.4688
PA | INSIG | MUNICIPAL | SFS BRENNEMAN, TIMOTHY | PAG043698 | 001 | 1.0689 | 6.893% | 0.00040027 | 0.00042787 | 24.5587 | 4.0931 | 9.9727 | 30.0822 | 5.0137 | 12.2156 | 20.0988 | 1.9128 | 2.2658 | 20.0553 | 4.0931 | 9.9727 | 26.1339 | 5.3337 | 12.9953 | 17.4609 | 2.0348 | 2.4104 | 20.0553 | 6.518 | 28.0462 | 26.1339 | 8.4935 | 36.5467 | 17.4609 | 3.2403 | 6.7787
PA | INSIG | MUNICIPAL | SFS BROAD TOP TWP ALLER & WILLIAMS | PAG043666 | 001 | 1.0466 | 4.663% | 0.00040027 | 0.00041894 | 24.5587 | 4.0931 | 9.9727 | 30.0822 | 5.0137 | 12.2156 | 28.6133 | 3.6842 | 7.0312 | 20.4827 | 4.0931 | 9.9727 | 26.1339 | 5.2224 | 12.7242 | 24.8578 | 3.8376 | 7.3239 | 20.4827 | 6.6568 | 28.6438 | 26.1339 | 8.4935 | 36.5467 | 24.8578 | 6.2413 | 21.0358
PA | INSIG | MUNICIPAL | SFS BROAD TOP TWP BANCO | PAG043636 | 001 | 1.0648 | 6.482% | 0.00040027 | 0.00042622 | 24.5587 | 4.0931 | 9.9727 | 30.0822 | 5.0137 | 12.2156 | 25.3191 | 2.4705 | 3.6961 | 20.1328 | 4.0931 | 9.9727 | 26.1339 | 5.3132 | 12.9453 | 21.9959 | 2.618 | 3.9169 | 20.1328 | 6.5431 | 28.1546 | 26.1339 | 8.4935 | 36.5467 | 21.9959 | 4.1851 | 11.058
PA | INSIG | MUNICIPAL | SFS BROAD TOP TWP BARTON | PAG043657 | 001 | 1.0466 | 4.663% | 0.00040027 | 0.00041894 | 24.5587 | 4.0931 | 9.9727 | 30.0822 | 5.0137 | 12.2156 | 19.4979 | 1.9502 | 2.3722 | 20.4827 | 4.0931 | 9.9727 | 26.1339 | 5.2224 | 12.7242 | 16.9388 | 2.0314 | 2.471 | 20.4827 | 6.6568 | 28.6438 | 26.1339 | 8.4935 | 36.5467 | 16.9388 | 3.3038 | 7.0973
PA | INSIG | MUNICIPAL | SFS BROAD TOP TWP BOLLMAN, MAX & CRYSTAL | PAG043687 | 001 | 1.0356 | 3.558% | 0.00040027 | 0.00041451 | 24.5587 | 4.0931 | 9.9727 | 30.0822 | 5.0137 | 12.2156 | 21.5091 | 2.1487 | 1.3205 | 20.7013 | 4.0931 | 9.9727 | 26.1339 | 5.1673 | 12.5898 | 18.686 | 2.2145 | 1.3609 | 20.7013 | 6.7279 | 28.9495 | 26.1339 | 8.4935 | 36.5467 | 18.686 | 3.64 | 3.9506
PA | INSIG | MUNICIPAL | SFS BROAD TOP TWP DODSON | PAG043667 | 001 | 1.0461 | 4.605% | 0.00040027 | 0.00041871 | 24.5587 | 4.0931 | 9.9727 | 30.0822 | 5.0137 | 12.2156 | 22.5075 | 2.2177 | 3.2144 | 20.494 | 4.0931 | 9.9727 | 26.1339 | 5.2195 | 12.7171 | 19.5534 | 2.3087 | 3.3464 | 20.494 | 6.6605 | 28.6597 | 26.1339 | 8.4935 | 36.5467 | 19.5534 | 3.7568 | 9.6169
PA | INSIG | MUNICIPAL | SFS BROAD TOP TWP DONALDSON | PAG043627 | 001 | 1.0461 | 4.605% | 0.00040027 | 0.00041871 | 24.5587 | 4.0931 | 9.9727 | 30.0822 | 5.0137 | 12.2156 | 21.0294 | 2.2177 | 3.2144 | 20.494 | 4.0931 | 9.9727 | 26.1339 | 5.2195 | 12.7171 | 18.2693 | 2.3087 | 3.3464 | 20.494 | 6.6605 | 28.6597 | 26.1339 | 8.4935 | 36.5467 | 18.2693 | 3.7568 | 9.6169
PA | INSIG | MUNICIPAL | SFS BROAD TOP TWP FIGARD | PAG043663 | 001 | 1.0356 | 3.558% | 0.00040027 | 0.00041451 | 24.5587 | 4.0931 | 9.9727 | 30.0822 | 5.0137 | 12.2156 | 18.5308 | 0.99987 | 1.0862 | 20.7013 | 4.0931 | 9.9727 | 26.1339 | 5.1673 | 12.5898 | 16.0986 | 1.0305 | 1.1195 | 20.7013 | 6.7279 | 28.9495 | 26.1339 | 8.4935 | 36.5467 | 16.0986 | 1.6938 | 3.2498
PA | INSIG | MUNICIPAL | SFS BROAD TOP TWP FISHER | PAG043662 | 001 | 1.0356 | 3.558% | 0.00040027 | 0.00041451 | 24.5587 | 4.0931 | 9.9727 | 30.0822 | 5.0137 | 12.2156 | 16.8571 | 1.1444 | 1.0879 | 20.7013 | 4.0931 | 9.9727 | 26.1339 | 5.1673 | 12.5898 | 14.6446 | 1.1795 | 1.1212 | 20.7013 | 6.7279 | 28.9495 | 26.1339 | 8.4935 | 36.5467 | 14.6446 | 1.9387 | 3.2547
PA | INSIG | MUNICIPAL | SFS BROAD TOP TWP FLECK/RIGHTNOUR | PAG043665 | 001 | 1.0356 | 3.558% | 0.00040027 | 0.00041451 | 24.5587 | 4.0931 | 9.9727 | 30.0822 | 5.0137 | 12.2156 | 21.1976 | 2.1487 | 1.3205 | 20.7013 | 4.0931 | 9.9727 | 26.1339 | 5.1673 | 12.5898 | 18.4154 | 2.2145 | 1.3609 | 20.7013 | 6.7279 | 28.9495 | 26.1339 | 8.4935 | 36.5467 | 18.4154 | 3.64 | 3.9506
PA | INSIG | MUNICIPAL | SFS BROAD TOP TWP FOOR | PAG043647 | 001 | 1.0461 | 4.605% | 0.00040027 | 0.00041871 | 24.5587 | 4.0931 | 9.9727 | 30.0822 | 5.0137 | 12.2156 | 20.8693 | 2.2177 | 3.2144 | 20.494 | 4.0931 | 9.9727 | 26.1339 | 5.2195 | 12.7171 | 18.1302 | 2.3087 | 3.3464 | 20.494 | 6.6605 | 28.6597 | 26.1339 | 8.4935 | 36.5467 | 18.1302 | 3.7568 | 9.6169
PA | INSIG | MUNICIPAL | SFS BROAD TOP TWP HOFFNAR/SCHARN | PAG043628 | 001 | 1.0784 | 7.837% | 0.00040027 | 0.00043164 | 24.5587 | 4.0931 | 9.9727 | 30.0822 | 5.0137 | 12.2156 | 17.763 | 2.7629 | 5.1087 | 19.8799 | 4.0931 | 9.9727 | 26.1339 | 5.3808 | 13.11 | 15.4316 | 2.9651 | 5.4828 | 19.8799 | 6.4609 | 27.8008 | 26.1339 | 8.4935 | 36.5467 | 15.4316 | 4.6804 | 15.2843
PA | INSIG | MUNICIPAL | SFS BROAD TOP TWP JENKINS | PAG043669 | 001 | 1.0356 | 3.558% | 0.00040027 | 0.00041451 | 24.5587 | 4.0931 | 9.9727 | 30.0822 | 5.0137 | 12.2156 | 18.0669 | 1.1444 | 1.0879 | 20.7013 | 4.0931 | 9.9727 | 26.1339 | 5.1673 | 12.5898 | 15.6956 | 1.1795 | 1.1212 | 20.7013 | 6.7279 | 28.9495 | 26.1339 | 8.4935 | 36.5467 | 15.6956 | 1.9387 | 3.2547
PA | INSIG | MUNICIPAL | SFS BROAD TOP TWP KLINE/BARTON | PAG043639 | 001 | 1.027 | 2.705% | 0.00040027 | 0.0004111 | 24.5587 | 4.0931 | 9.9727 | 30.0822 | 5.0137 | 12.2156 | 25.2147 | 2.7068 | 5.7206 | 20.8732 | 4.0931 | 9.9727 | 26.1339 | 5.1247 | 12.4861 | 21.9052 | 2.7667 | 5.8473 | 20.8732 | 6.7838 | 29.1899 | 26.1339 | 8.4935 | 36.5467 | 21.9052 | 4.5854 | 17.1149
PA | INSIG | MUNICIPAL | SFS BROAD TOP TWP MORNINGSTAR | PAG043653 | 001 | 1.0466 | 4.663% | 0.00040027 | 0.00041894 | 24.5587 | 4.0931 | 9.9727 | 30.0822 | 5.0137 | 12.2156 | 19.2133 | 1.7926 | 2.0002 | 20.4827 | 4.0931 | 9.9727 | 26.1339 | 5.2224 | 12.7242 | 16.6915 | 1.8672 | 2.0834 | 20.4827 | 6.6568 | 28.6438 | 26.1339 | 8.4935 | 36.5467 | 16.6915 | 3.0368 | 5.9841
PA | INSIG | MUNICIPAL | SFS BROAD TOP TWP PITTMAN | PAG043659 | 001 | 1.1122 | 11.22% | 0.00040027 | 0.00044517 | 24.5587 | 4.0931 | 9.9727 | 30.0822 | 5.0137 | 12.2156 | 22.0036 | 2.3871 | 1.4349 | 19.2755 | 4.0931 | 9.9727 | 26.1339 | 5.5495 | 13.521 | 19.1156 | 2.6422 | 1.5882 | 19.2755 | 6.2645 | 26.9557 | 26.1339 | 8.4935 | 36.5467 | 19.1156 | 4.044 | 4.2929
PA | INSIG | MUNICIPAL | SFS BROAD TOP TWP PITTMAN, RUSS | PAG043661 | 001 | 1.0356 | 3.558% | 0.00040027 | 0.00041451 | 24.5587 | 4.0931 | 9.9727 | 30.0822 | 5.0137 | 12.2156 | 15.0713 | 1.0817 | 1.0098 | 20.7013 | 4.0931 | 9.9727 | 26.1339 | 5.1673 | 12.5898 | 13.0932 | 1.1148 | 1.0407 | 20.7013 | 6.7279 | 28.9495 | 26.1339 | 8.4935 | 36.5467 | 13.0932 | 1.8324 | 3.0212
PA | INSIG | MUNICIPAL | SFS BROAD TOP TWP SHUKE, MICHAEL | PAG043689 | 001 | 1.0356 | 3.558% | 0.00040027 | 0.00041451 | 24.5587 | 4.0931 | 9.9727 | 30.0822 | 5.0137 | 12.2156 | 18.0518 | 0.96288 | 1.0876 | 20.7013 | 4.0931 | 9.9727 | 26.1339 | 5.1673 | 12.5898 | 15.6825 | 0.99237 | 1.1209 | 20.7013 | 6.7279 | 28.9495 | 26.1339 | 8.4935 | 36.5467 | 15.6825 | 1.6312 | 3.2538
PA | INSIG | MUNICIPAL | SFS BROAD TOP TWP WEAVER,JEFF & PENNY | PAG043677 | 001 | 1.0797 | 7.973% | 0.00040027 | 0.00043219 | 24.5587 | 4.0931 | 9.9727 | 30.0822 | 5.0137 | 12.2156 | 21.3693 | 1.8828 | 2.8281 | 19.8548 | 4.0931 | 9.9727 | 26.1339 | 5.3876 | 13.1265 | 18.5646 | 2.0232 | 3.039 | 19.8548 | 6.4528 | 27.7658 | 26.1339 | 8.4935 | 36.5467 | 18.5646 | 3.1895 | 8.4611
PA | INSIG | MUNICIPAL | SFS BROAD TOP TWP WELSH, EVA | PAG043717 | 001 | 1.0461 | 4.605% | 0.00040027 | 0.00041871 | 24.5587 | 4.0931 | 9.9727 | 30.0822 | 5.0137 | 12.2156 | 20.2971 | 2.2177 | 3.2144 | 20.494 | 4.0931 | 9.9727 | 26.1339 | 5.2195 | 12.7171 | 17.6331 | 2.3087 | 3.3464 | 20.494 | 6.6605 | 28.6597 | 26.1339 | 8.4935 | 36.5467 | 17.6331 | 3.7568 | 9.6169
PA | INSIG | MUNICIPAL | SFS BROWELL, KIMBERLY A | PA0082007 | 001 | 1.0356 | 3.558% | 0.00040022 | 0.00041446 | 39.8716 | 3.09 | 0 | 48.839 | 3.785 | 0 | 17.0567 | 0.4613 | 0 | 33.6133 | 3.09 | 0 | 42.4286 | 3.9004 | 0 | 14.8179 | 0.47537 | 0 | 33.6133 | 5.0802 | 28.9535 | 42.4286 | 6.4125 | 36.5467 | 14.8179 | 0.78153 | 1.6131
PA | INSIG | MUNICIPAL | SFS BROWN, RANDE | PA0246689 | 001 | 1.0356 | 3.558% | 0.00040055 | 0.0004148 | 24.5587 | 3.2745 | 9.9727 | 30.0822 | 4.011 | 12.2156 | 12.0283 | 1.0068 | 1.9857 | 24.5587 | 3.2745 | 9.9727 | 31.0249 | 4.1367 | 12.5984 | 12.4052 | 1.0383 | 2.0479
PA | INSIG | MUNICIPAL | SFS BYDELEY, DERRICK | PAG043734 | 001 | 1.0689 | 6.893% | 0.00040027 | 0.00042787 | 24.5587 | 4.0931 | 9.9727 | 30.0822 | 5.0137 | 12.2156 | 20.1497 | 2.1004 | 2.7018 | 20.0553 | 4.0931 | 9.9727 | 26.1339 | 5.3337 | 12.9953 | 17.505 | 2.2344 | 2.8742 | 20.0553 | 6.518 | 28.0462 | 26.1339 | 8.4935 | 36.5467 | 17.505 | 3.5581 | 8.0832
PA | INSIG | MUNICIPAL | SFS CALVO, MANOLO & ROSALIE | PAG043898 | 001 | 1.0648 | 6.482% | 0.00040027 | 0.00042622 | 24.5587 | 4.0931 | 9.9727 | 30.0822 | 5.0137 | 12.2156 | 17.8367 | 2.035 | 3.086 | 20.1328 | 4.0931 | 9.9727 | 26.1339 | 5.3132 | 12.9453 | 15.4956 | 2.1565 | 3.2703 | 20.1328 | 6.5431 | 28.1546 | 26.1339 | 8.4935 | 36.5467 | 15.4956 | 3.4474 | 9.2326
PA | INSIG | MUNICIPAL | SFS CAMPBELL CATHERINE | PAG043695 | 001 | 1.0892 | 8.923% | 0.00040027 | 0.00043599 | 24.5587 | 4.0931 | 9.9727 | 30.0822 | 5.0137 | 12.2156 | 13.7793 | 1.451 | 0.84975 | 19.6815 | 4.0931 | 9.9727 | 26.1339 | 5.435 | 13.2421 | 11.9707 | 1.5729 | 0.92115 | 19.6815 | 6.3965 | 27.5235 | 26.1339 | 8.4935 | 36.5467 | 11.9707 | 2.4581 | 2.5423
PA | INSIG | MUNICIPAL | SFS CAMPBELL, DONALD | PAG043660 | 001 | 1.0306 | 3.06% | 0.00040027 | 0.00041252 | 24.5587 | 4.0931 | 9.9727 | 30.0822 | 5.0137 | 12.2156 | 23.5911 | 2.2755 | 3.4337 | 20.8012 | 4.0931 | 9.9727 | 26.1339 | 5.1425 | 12.5293 | 20.4947 | 2.3339 | 3.5218 | 20.8012 | 6.7604 | 29.0893 | 26.1339 | 8.4935 | 36.5467 | 20.4947 | 3.8548 | 10.2728
PA | INSIG | MUNICIPAL | SFS CAMPBELL, SHAWN | PAG043571 | 001 | 1.0388 | 3.877% | 0.00040027 | 0.00041579 | 24.5587 | 4.0931 | 9.9727 | 30.0822 | 5.0137 | 12.2156 | 19.9684 | 2.364 | 3.0848 | 20.6376 | 4.0931 | 9.9727 | 26.1339 | 5.1832 | 12.6286 | 17.3475 | 2.444 | 3.189 | 20.6376 | 6.7072 | 28.8605 | 26.1339 | 8.4935 | 36.5467 | 17.3475 | 4.0048 | 9.229
PA | INSIG | MUNICIPAL | SFS CAPRICCI, VINCENT J | PAG043561 | 001 | 1.0392 | 3.924% | 0.00040027 | 0.00041598 | 24.5587 | 4.0931 | 9.9727 | 30.0822 | 5.0137 | 12.2156 | 18.864 | 2.6161 | 1.1315 | 20.6284 | 4.0931 | 9.9727 | 26.1339 | 5.1855 | 12.6343 | 16.3881 | 2.7058 | 1.1703 | 20.6284 | 6.7042 | 28.8475 | 26.1339 | 8.4935 | 36.5467 | 16.3881 | 4.4318 | 3.3853
PA | INSIG | MUNICIPAL | SFS CARPENTER, JUSTIN | PAG043582 | 001 | 1.1057 | 10.57% | 0.00040027 | 0.00044256 | 24.5587 | 4.0931 | 9.9727 | 30.0822 | 5.0137 | 12.2156 | 24.1266 | 2.308 | 3.5707 | 19.3892 | 4.0931 | 9.9727 | 26.1339 | 5.5169 | 13.4417 | 20.9599 | 2.5396 | 3.9291 | 19.3892 | 6.3015 | 27.1147 | 26.1339 | 8.4935 | 36.5467 | 20.9599 | 3.9098 | 10.6829
PA | INSIG | MUNICIPAL | SFS CARRIGAN, DOLORES J | PA0083992 | 001 | 1.0356 | 3.558% | 0.00040022 | 0.00041446 | 24.9197 | 3.9872 | 9.9727 | 30.5244 | 4.8839 | 12.2156 | 19.0017 | 1.9766 | 4.5067 | 21.0083 | 3.9872 | 9.9727 | 26.5179 | 5.0328 | 12.5881 | 16.5076 | 2.0369 | 4.6441 | 21.0083 | 6.5551 | 28.9535 | 26.5179 | 8.2742 | 36.5467 | 16.5076 | 3.3487 | 13.4832
PA | INSIG | MUNICIPAL | SFS CASTILLO, JAMES | PAG043580 | 001 | 1.1079 | 10.79% | 0.00040027 | 0.00044345 | 24.5587 | 4.0931 | 9.9727 | 30.0822 | 5.0137 | 12.2156 | 21.5873 | 1.1599 | 1.5937 | 19.3505 | 4.0931 | 9.9727 | 26.1339 | 5.528 | 13.4687 | 18.754 | 1.2789 | 1.7572 | 19.3505 | 6.2889 | 27.0605 | 26.1339 | 8.4935 | 36.5467 | 18.754 | 1.965 | 4.7682
PA | INSIG | MUNICIPAL | SFS CHAPPELL, ROBERT | PAG043601 | 001 | 1.0878 | 8.781% | 0.00040027 | 0.00043542 | 24.5587 | 4.0931 | 9.9727 | 30.0822 | 5.0137 | 12.2156 | 7.7491 | 0.24933 | 0.17801 | 19.7072 | 4.0931 | 9.9727 | 26.1339 | 5.4279 | 13.2248 | 6.732 | 0.26992 | 0.19271 | 19.7072 | 6.4048 | 27.5594 | 26.1339 | 8.4935 | 36.5467 | 6.732 | 0.42237 | 0.53256
PA | INSIG | MUNICIPAL | SFS CHRISTOPHER, RITTER | PAG043912 | 001 | 1.0466 | 4.663% | 0.00050034 | 0.00052367 | 98.2349 | 16.3725 | 9.9727 | 150.411 | 25.0685 | 15.2695 | 97.4897 | 9.7511 | 2.9653 | 81.9298 | 16.3725 | 9.9727 | 130.6681 | 26.1121 | 15.9052 | 84.6933 | 10.157 | 3.0887 | 81.9298 | 26.629 | 28.6438 | 130.6681 | 42.47 | 45.6834 | 84.6933 | 16.5199 | 8.8716
PA | INSIG | MUNICIPAL | SFS CLOWSON, AMY | PAG043646 | 001 | 1.0461 | 4.605% | 0.00040027 | 0.00041871 | 24.5587 | 4.0931 | 9.9727 | 30.0822 | 5.0137 | 12.2156 | 20.066 | 2.2177 | 3.2144 | 20.494 | 4.0931 | 9.9727 | 26.1339 | 5.2195 | 12.7171 | 17.4323 | 2.3087 | 3.3464 | 20.494 | 6.6605 | 28.6597 | 26.1339 | 8.4935 | 36.5467 | 17.4323 | 3.7568 | 9.6169
PA | INSIG | MUNICIPAL | SFS COLLEDGE, RUTH | PA0247499 | 001 | 1.0356 | 3.558% | 0.0040022 | 0.0041446 | 24.9197 | 3.9872 | 29.918 | 305.244 | 48.839 | 366.4685 | 173.1256 | 11.1477 | 32.6358 | 21.0083 | 3.9872 | 28.9535 | 265.1786 | 50.3282 | 365.4672 | 150.4017 | 11.4876 | 32.5466 | 21.0083 | 6.5551 | 28.9535 | 265.1786 | 82.7422 | 365.4672 | 150.4017 | 18.8863 | 32.5466
PA | INSIG | MUNICIPAL | SFS COLLIER, DONALD | PA0086819 | 001 | 1.0356 | 3.558% | 0.00040022 | 0.00041446 | 24.9197 | 3.9872 | 9.9727 | 30.5244 | 4.8839 | 12.2156 | 16.9415 | 1.9766 | 4.5067 | 21.0083 | 3.9872 | 9.9727 | 26.5179 | 5.0328 | 12.5881 | 14.7178 | 2.0369 | 4.6441 | 21.0083 | 6.5551 | 28.9535 | 26.5179 | 8.2742 | 36.5467 | 14.7178 | 3.3487 | 13.4832
PA | INSIG | MUNICIPAL | SFS COVER, JOHN | PAG043874 | 001 | 1.0466 | 4.663% | 0.00040027 | 0.00041894 | 24.5587 | 4.0931 | 9.9727 | 30.0822 | 5.0137 | 12.2156 | 19.9862 | 1.7926 | 2.0002 | 20.4827 | 4.0931 | 9.9727 | 26.1339 | 5.2224 | 12.7242 | 17.363 | 1.8672 | 2.0834 | 20.4827 | 6.6568 | 28.6438 | 26.1339 | 8.4935 | 36.5467 | 17.363 | 3.0368 | 5.9841
PA | INSIG | MUNICIPAL | SFS COWHER, DENNIS & CAROL | PAG043545 | 001 | 1.0648 | 6.482% | 0.00040027 | 0.00042622 | 24.5587 | 4.0931 | 9.9727 | 30.0822 | 5.0137 | 12.2156 | 17.8367 | 2.035 | 3.086 | 20.1328 | 4.0931 | 9.9727 | 26.1339 | 5.3132 | 12.9453 | 15.4956 | 2.1565 | 3.2703 | 20.1328 | 6.5431 | 28.1546 | 26.1339 | 8.4935 | 36.5467 | 15.4956 | 3.4474 | 9.2326
PA | INSIG | MUNICIPAL | SFS CRIST & KEGG | PAG043533 | 001 | 1.0461 | 4.605% | 0.00040027 | 0.00041871 | 24.5587 | 4.0931 | 9.9727 | 30.0822 | 5.0137 | 12.2156 | 20.3793 | 1.7926 | 2.0002 | 20.494 | 4.0931 | 9.9727 | 26.1339 | 5.2195 | 12.7171 | 17.7045 | 1.8662 | 2.0823 | 20.494 | 6.6605 | 28.6597 | 26.1339 | 8.4935 | 36.5467 | 17.7045 | 3.0368 | 5.9841
PA | INSIG | MUNICIPAL | SFS CROPPER, RAYMOND F | PAG043509 | 001 | 1.0214 | 2.139% | 0.00040027 | 0.00040884 | 24.5587 | 4.0931 | 9.9727 | 30.0822 | 5.0137 | 12.2156 | 22.1622 | 2.045 | 3.6292 | 20.9887 | 4.0931 | 9.9727 | 26.1339 | 5.0965 | 12.4174 | 19.2534 | 2.0788 | 3.6891 | 20.9887 | 6.8213 | 29.3515 | 26.1339 | 8.4935 | 36.5467 | 19.2534 | 3.4644 | 10.8578
PA | INSIG | MUNICIPAL | SFS CROSBY DOROTHY | PAG043637 | 001 | 1.0466 | 4.663% | 0.00040027 | 0.00041894 | 24.5587 | 4.0931 | 9.9727 | 30.0822 | 5.0137 | 12.2156 | 30.0224 | 3.6842 | 7.0312 | 20.4827 | 4.0931 | 9.9727 | 26.1339 | 5.2224 | 12.7242 | 26.082 | 3.8376 | 7.3239 | 20.4827 | 6.6568 | 28.6438 | 26.1339 | 8.4935 | 36.5467 | 26.082 | 6.2413 | 21.0358
PA | INSIG | MUNICIPAL | SFS CRYDER, GARY | PA0247979 | 001 | 1.0797 | 7.973% | 0.00040022 | 0.00043213 | 24.9197 | 3.9872 | 29.918 | 30.5244 | 4.8839 | 36.6468 | 21.6834 | 1.834 | 8.4842 | 20.1493 | 3.9872 | 27.7696 | 26.5179 | 5.2474 | 36.5467 | 18.8373 | 1.9705 | 8.4611 | 20.1493 | 6.2871 | 27.7696 | 26.5179 | 8.2742 | 36.5467 | 18.8373 | 3.1072 | 8.4611
PA | INSIG | MUNICIPAL | SFS DAVIS, GILBERT | PAG043593 | 001 | 1.0356 | 3.558% | 0.00040027 | 0.00041451 | 24.5587 | 4.0931 | 9.9727 | 30.0822 | 5.0137 | 12.2156 | 22.4128 | 2.1487 | 1.3205 | 20.7013 | 4.0931 | 9.9727 | 26.1339 | 5.1673 | 12.5898 | 19.4711 | 2.2145 | 1.3609 | 20.7013 | 6.7279 | 28.9495 | 26.1339 | 8.4935 | 36.5467 | 19.4711 | 3.64 | 3.9506
PA | INSIG | MUNICIPAL | SFS DCNR JUNIATA HOUSE | PAG043537 | 001 | 1.0214 | 2.139% | 0.00040027 | 0.00040884 | 24.5587 | 4.0931 | 9.9727 | 30.0822 | 5.0137 | 12.2156 | 21.9429 | 2.045 | 3.6292 | 20.9887 | 4.0931 | 9.9727 | 26.1339 | 5.0965 | 12.4174 | 19.0628 | 2.0788 | 3.6891 | 20.9887 | 6.8213 | 29.3515 | 26.1339 | 8.4935 | 36.5467 | 19.0628 | 3.4644 | 10.8578
PA | INSIG | MUNICIPAL | SFS DEAL, PAUL | PA0247413 | 001 | 1.0648 | 6.482% | 0.00040022 | 0.00042616 | 24.9197 | 3.9872 | 9.9727 | 30.5244 | 4.8839 | 12.2156 | 18.6721 | 0.90328 | 0.67717 | 20.4314 | 3.9872 | 9.9727 | 26.5179 | 5.1749 | 12.9435 | 16.2212 | 0.9571 | 0.71752 | 20.4314 | 6.3751 | 28.1584 | 26.5179 | 8.2742 | 36.5467 | 16.2212 | 1.5303 | 2.026
PA | INSIG | MUNICIPAL | SFS DELOZIER, THOMAS | PAG043723 | 001 | 1.0356 | 3.558% | 0.00040027 | 0.00041451 | 24.5587 | 4.0931 | 9.9727 | 30.0822 | 5.0137 | 12.2156 | 13.4877 | 1.0817 | 1.0098 | 20.7013 | 4.0931 | 9.9727 | 26.1339 | 5.1673 | 12.5898 | 11.7174 | 1.1148 | 1.0407 | 20.7013 | 6.7279 | 28.9495 | 26.1339 | 8.4935 | 36.5467 | 11.7174 | 1.8324 | 3.0212
PA | INSIG | MUNICIPAL | SFS DETWILER, DANIEL | PAG043501 | 001 | 1.0392 | 3.924% | 0.00040027 | 0.00041598 | 24.5587 | 4.0931 | 9.9727 | 30.0822 | 5.0137 | 12.2156 | 19.7738 | 2.6631 | 1.1594 | 20.6284 | 4.0931 | 9.9727 | 26.1339 | 5.1855 | 12.6343 | 17.1784 | 2.7544 | 1.1992 | 20.6284 | 6.7042 | 28.8475 | 26.1339 | 8.4935 | 36.5467 | 17.1784 | 4.5114 | 3.4688
PA | INSIG | MUNICIPAL | SFS DIETZEL, WILLIAM C | PAG043606 | 001 | 1.0356 | 3.558% | 0.00040027 | 0.00041451 | 24.5587 | 4.0931 | 9.9727 | 30.0822 | 5.0137 | 12.2156 | 15.4922 | 1.1444 | 1.0879 | 20.7013 | 4.0931 | 9.9727 | 26.1339 | 5.1673 | 12.5898 | 13.4588 | 1.1795 | 1.1212 | 20.7013 | 6.7279 | 28.9495 | 26.1339 | 8.4935 | 36.5467 | 13.4588 | 1.9387 | 3.2547
PA | INSIG | MUNICIPAL | SFS DREISBACH, DREW | PAG043579 | 001 | 1.0375 | 3.75% | 0.00040027 | 0.00041528 | 24.5587 | 4.0931 | 9.9727 | 30.0822 | 5.0137 | 12.2156 | 23.0189 | 2.2972 | 3.4783 | 20.6629 | 4.0931 | 9.9727 | 26.1339 | 5.1769 | 12.6132 | 19.9976 | 2.372 | 3.5915 | 20.6629 | 6.7154 | 28.8958 | 26.1339 | 8.4935 | 36.5467 | 19.9976 | 3.8916 | 10.4063
PA | INSIG | MUNICIPAL | SFS DULL, DENNIS | PAG043563 | 001 | 1.0466 | 4.663% | 0.00040027 | 0.00041894 | 24.5587 | 4.0931 | 9.9727 | 30.0822 | 5.0137 | 12.2156 | 18.1878 | 1.9502 | 2.3722 | 20.4827 | 4.0931 | 9.9727 | 26.1339 | 5.2224 | 12.7242 | 15.8006 | 2.0314 | 2.471 | 20.4827 | 6.6568 | 28.6438 | 26.1339 | 8.4935 | 36.5467 | 15.8006 | 3.3038 | 7.0973
PA | INSIG | MUNICIPAL | SFS EAGLE'S ROOST NO.1 | PAG043911 | 001 | 1.1122 | 11.22% | 0.00080055 | 0.00089035 | 61.3968 | 10.2328 | 9.9727 | 150.411 | 25.0685 | 24.4312 | 94.874 | 4.8257 | 1.6462 | 48.1888 | 10.2328 | 9.9727 | 130.6694 | 27.7474 | 27.042 | 82.4217 | 5.3414 | 1.8221 | 48.1888 | 15.6628 | 26.9557 | 130.6694 | 42.4716 | 73.0934 | 82.4217 | 8.1759 | 4.925
PA | INSIG | MUNICIPAL | SFS ELSASSER | PA0248223 | 001 | 0.99936 | -0.06435% | 0.0013007 | 0.0012999 | 7.6676 | 1.2268 | 29.918 | 30.5244 | 4.8839 | 119.1023 | 18.3661 | 1.903 | 30.999 | 6.6984 | 1.2268 | 9.2317 | 26.5179 | 4.8568 | 36.5467 | 15.9554 | 1.8924 | 9.5121 | 6.6984 | 2.0901 | 9.2317 | 26.5179 | 8.2742 | 36.5467 | 15.9554 | 3.224 | 9.5121
PA | INSIG | MUNICIPAL | SFS ERSKINE, GERALD | PA0247901 | 001 | 1.0388 | 3.877% | 0.015008 | 0.01559 | 24.9197 | 3.9872 | 0 | 1144.665 | 183.1464 | 0 | 743.0119 | 77.2035 | 0 | 20.9437 | 3.9872 | 0 | 994.4199 | 189.3127 | 0 | 645.4865 | 79.8028 | 0 | 20.9437 | 6.5349 | 28.8645 | 994.4199 | 310.2832 | 1370.502 | 645.4865 | 130.7967 | 304.8822
PA | INSIG | MUNICIPAL | SFS ESH, RACHEL | PA0087033 | 001 | 1.0466 | 4.663% | 0.00080044 | 0.00083776 | 33.5268 | 4.748 | 9.9727 | 82.1344 | 11.6318 | 24.4312 | 49.6587 | 4.5245 | 4.7445 | 33.5268 | 4.748 | 9.9727 | 85.542 | 12.1144 | 25.4448 | 51.7189 | 4.7122 | 4.9413 | 2796.5885 | 77.2355 | 28.6477 | 7135.3717 | 197.0629 | 73.0934 | 4314.0621 | 76.6531 | 14.1946
PA | INSIG | MUNICIPAL | SFS ETTLINGER, ROBERT | PAG043569 | 001 | 1.0375 | 3.75% | 0.00040027 | 0.00041528 | 24.5587 | 4.0931 | 9.9727 | 30.0822 | 5.0137 | 12.2156 | 23.0189 | 2.2972 | 3.4783 | 20.6629 | 4.0931 | 9.9727 | 26.1339 | 5.1769 | 12.6132 | 19.9976 | 2.372 | 3.5915 | 20.6629 | 6.7154 | 28.8958 | 26.1339 | 8.4935 | 36.5467 | 19.9976 | 3.8916 | 10.4063
PA | INSIG | MUNICIPAL | SFS EVANS RICHARD & HARVEY BONNIE | PAG043573 | 001 | 1.0878 | 8.781% | 0.00040027 | 0.00043542 | 24.5587 | 4.0931 | 9.9727 | 30.0822 | 5.0137 | 12.2156 | 15.7714 | 1.1964 | 1.0788 | 19.7072 | 4.0931 | 9.9727 | 26.1339 | 5.4279 | 13.2248 | 13.7014 | 1.2952 | 1.1679 | 19.7072 | 6.4048 | 27.5594 | 26.1339 | 8.4935 | 36.5467 | 13.7014 | 2.0267 | 3.2275
PA | INSIG | MUNICIPAL | SFS FINNEGAN, DANIEL | PAG043626 | 001 | 1.0648 | 6.482% | 0.00040027 | 0.00042622 | 24.5587 | 4.0931 | 9.9727 | 30.0822 | 5.0137 | 12.2156 | 20.1513 | 2.035 | 3.086 | 20.1328 | 4.0931 | 9.9727 | 26.1339 | 5.3132 | 12.9453 | 17.5064 | 2.1565 | 3.2703 | 20.1328 | 6.5431 | 28.1546 | 26.1339 | 8.4935 | 36.5467 | 17.5064 | 3.4474 | 9.2326
PA | INSIG | MUNICIPAL | SFS FISHER, ALVIN | PA0261777 | 001 | 1.0466 | 4.663% | 0.00040022 | 0.00041888 | 24.9197 | 3.9872 | 0 | 30.5244 | 4.8839 | 0 | 18.4551 | 1.8997 | 0 | 20.7865 | 3.9872 | 0 | 26.5179 | 5.0865 | 0 | 16.0328 | 1.9785 | 0 | 20.7865 | 6.4859 | 28.6477 | 26.5179 | 8.2742 | 36.5467 | 16.0328 | 3.2185 | 7.0973
PA | INSIG | MUNICIPAL | SFS FLAUD, DAVID | PAG043856 | 001 | 1.0306 | 3.06% | 0.00040027 | 0.00041252 | 24.5587 | 4.0931 | 9.9727 | 30.0822 | 5.0137 | 12.2156 | 20.1521 | 2.3133 | 3.3423 | 20.8012 | 4.0931 | 9.9727 | 26.1339 | 5.1425 | 12.5293 | 17.5071 | 2.3727 | 3.4281 | 20.8012 | 6.7604 | 29.0893 | 26.1339 | 8.4935 | 36.5467 | 17.5071 | 3.9189 | 9.9995
PA | INSIG | MUNICIPAL | SFS FLYTE, WILLIAM | PAG043681 | 001 | 1.0375 | 3.75% | 0.00045034 | 0.00046723 | 19.647 | 3.2745 | 9.9727 | 30.0822 | 5.0137 | 15.2695 | 22.273 | 2.5143 | 4.1355 | 18.3656 | 3.2745 | 9.9727 | 26.1339 | 4.6595 | 14.1909 | 19.3496 | 2.3367 | 3.8434 | 18.3656 | 5.9688 | 25.6832 | 26.1339 | 8.4935 | 36.5467 | 19.3496 | 4.2593 | 9.898
PA | INSIG | MUNICIPAL | SFS FRYE, MELVIN & SANDRA | PAG043504 | 001 | 1.0356 | 3.558% | 0.00040027 | 0.00041451 | 24.5587 | 4.0931 | 9.9727 | 30.0822 | 5.0137 | 12.2156 | 14.721 | 1.1444 | 1.0879 | 20.7013 | 4.0931 | 9.9727 | 26.1339 | 5.1673 | 12.5898 | 12.7888 | 1.1795 | 1.1212 | 20.7013 | 6.7279 | 28.9495 | 26.1339 | 8.4935 | 36.5467 | 12.7888 | 1.9387 | 3.2547
PA | INSIG | MUNICIPAL | SFS GARDNER, MATTHEW | PAG043516 | 001 | 1.0375 | 3.75% | 0.00040027 | 0.00041528 | 24.5587 | 4.0931 | 9.9727 | 30.0822 | 5.0137 | 12.2156 | 21.378 | 1.8574 | 3.53 | 20.6629 | 4.0931 | 9.9727 | 26.1339 | 5.1769 | 12.6132 | 18.5721 | 1.9178 | 3.6449 | 20.6629 | 6.7154 | 28.8958 | 26.1339 | 8.4935 | 36.5467 | 18.5721 | 3.1465 | 10.5612
PA | INSIG | MUNICIPAL | SFS GARMAN, KENT | PAG043664 | 001 | 1.0324 | 3.236% | 0.00040027 | 0.00041323 | 24.5587 | 4.0931 | 9.9727 | 30.0822 | 5.0137 | 12.2156 | 19.0412 | 1.776 | 3.0764 | 20.7658 | 4.0931 | 9.9727 | 26.1339 | 5.1512 | 12.5507 | 16.542 | 1.8248 | 3.1608 | 20.7658 | 6.7489 | 29.0398 | 26.1339 | 8.4935 | 36.5467 | 16.542 | 3.0087 | 9.204
PA | INSIG | MUNICIPAL | SFS GARNER, ROSS | PA0261408 | 001 | 1.0461 | 4.605% | 0.00050027 | 0.00052331 | 24.9197 | 3.9872 | 9.9727 | 38.1555 | 6.1049 | 15.2695 | 26.0222 | 2.7003 | 4.018 | 20.798 | 3.9872 | 9.9727 | 33.1473 | 6.3546 | 15.8942 | 22.6066 | 2.8108 | 4.1824 | 20.798 | 6.4895 | 28.6636 | 33.1473 | 10.3428 | 45.6834 | 22.6066 | 4.5748 | 12.0212
PA | INSIG | MUNICIPAL | SFS GEARHART, GREG | PAG043841 | 001 | 1.0356 | 3.558% | 0.00045034 | 0.00046636 | 24.8862 | 4.5843 | 9.9727 | 38.1041 | 7.0192 | 15.2695 | 19.1119 | 1.5144 | 1.2623 | 18.3997 | 4.5843 | 9.9727 | 26.1339 | 6.5113 | 14.1646 | 13.108 | 1.4048 | 1.1709 | 18.3997 | 5.9799 | 25.7309 | 26.1339 | 8.4935 | 36.5467 | 13.108 | 1.8324 | 3.0212
PA | INSIG | MUNICIPAL | SFS GEIB, LLOYD JR & BERTHA | PA0085715 | 001 | 1.026 | 2.596% | 0.00040022 | 0.00041061 | 24.9197 | 3.9872 | 29.918 | 30.5244 | 4.8839 | 36.6468 | 21.6112 | 1.7622 | 8.6114 | 21.2052 | 3.9872 | 29.2249 | 26.5179 | 4.9861 | 36.5467 | 18.7746 | 1.7991 | 8.5879 | 21.2052 | 6.6165 | 29.2249 | 26.5179 | 8.2742 | 36.5467 | 18.7746 | 2.9855 | 8.5879
PA | INSIG | MUNICIPAL | SFS GIBSON, PATRICK | PA0088421 | 001 | 1.0356 | 3.558% | 0.00040022 | 0.00041446 | 24.9197 | 3.9872 | 0 | 30.5244 | 4.8839 | 0 | 19.508 | 1.9766 | 0 | 21.0083 | 3.9872 | 0 | 26.5179 | 5.0328 | 0 | 16.9474 | 2.0369 | 0 | 21.0083 | 6.5551 | 28.9535 | 26.5179 | 8.2742 | 36.5467 | 16.9474 | 3.3487 | 13.4832
PA | INSIG | MUNICIPAL | SFS GLAH, JAMES | PAG043684 | 001 | 1.0356 | 3.558% | 0.00040027 | 0.00041451 | 24.5587 | 4.0931 | 9.9727 | 30.0822 | 5.0137 | 12.2156 | 17.0489 | 0.99987 | 1.0862 | 20.7013 | 4.0931 | 9.9727 | 26.1339 | 5.1673 | 12.5898 | 14.8112 | 1.0305 | 1.1195 | 20.7013 | 6.7279 | 28.9495 | 26.1339 | 8.4935 | 36.5467 | 14.8112 | 1.6938 | 3.2498
PA | INSIG | MUNICIPAL | SFS GLASS, CLAIR B | PAG043525 | 001 | 1.0461 | 4.605% | 0.00040027 | 0.00041871 | 24.5587 | 4.0931 | 9.9727 | 30.0822 | 5.0137 | 12.2156 | 20.2682 | 2.2177 | 3.2144 | 20.494 | 4.0931 | 9.9727 | 26.1339 | 5.2195 | 12.7171 | 17.608 | 2.3087 | 3.3464 | 20.494 | 6.6605 | 28.6597 | 26.1339 | 8.4935 | 36.5467 | 17.608 | 3.7568 | 9.6169
PA | INSIG | MUNICIPAL | SFS GOCHENAUER, CARL | PAG043642 | 001 | 1.0214 | 2.139% | 0.00040027 | 0.00040884 | 24.5587 | 4.0931 | 9.9727 | 30.0822 | 5.0137 | 12.2156 | 19.2435 | 1.8317 | 3.1273 | 20.9887 | 4.0931 | 9.9727 | 26.1339 | 5.0965 | 12.4174 | 16.7178 | 1.862 | 3.1789 | 20.9887 | 6.8213 | 29.3515 | 26.1339 | 8.4935 | 36.5467 | 16.7178 | 3.103 | 9.3561
PA | INSIG | MUNICIPAL | SFS GOCHENOUR, CURVIN JR | PAG043633 | 001 | 1.0787 | 7.866% | 0.00040027 | 0.00043176 | 24.5587 | 4.0931 | 9.9727 | 30.0822 | 5.0137 | 12.2156 | 14.6387 | 0.9835 | 0.76015 | 19.8744 | 4.0931 | 9.9727 | 26.1339 | 5.3823 | 13.1136 | 12.7174 | 1.0558 | 0.81602 | 19.8744 | 6.4592 | 27.7932 | 26.1339 | 8.4935 | 36.5467 | 12.7174 | 1.6661 | 2.2742
PA | INSIG | MUNICIPAL | SFS GOETZ, LINDA | PAG043732 | 001 | 1.0375 | 3.75% | 0.00040027 | 0.00041528 | 24.5587 | 4.0931 | 9.9727 | 30.0822 | 5.0137 | 12.2156 | 22.0955 | 2.5143 | 3.3084 | 20.6629 | 4.0931 | 9.9727 | 26.1339 | 5.1769 | 12.6132 | 19.1954 | 2.5961 | 3.4161 | 20.6629 | 6.7154 | 28.8958 | 26.1339 | 8.4935 | 36.5467 | 19.1954 | 4.2593 | 9.898
PA | INSIG | MUNICIPAL | SFS GORSUCH, TODD | PAG043574 | 001 | 1.0648 | 6.482% | 0.00040027 | 0.00042622 | 24.5587 | 4.0931 | 9.9727 | 30.0822 | 5.0137 | 12.2156 | 20.1513 | 2.035 | 3.086 | 20.1328 | 4.0931 | 9.9727 | 26.1339 | 5.3132 | 12.9453 | 17.5064 | 2.1565 | 3.2703 | 20.1328 | 6.5431 | 28.1546 | 26.1339 | 8.4935 | 36.5467 | 17.5064 | 3.4474 | 9.2326
PA | INSIG | MUNICIPAL | SFS GRESS, GREG | PAG043710 | 001 | 1.0324 | 3.236% | 0.00040027 | 0.00041323 | 24.5587 | 4.0931 | 9.9727 | 30.0822 | 5.0137 | 12.2156 | 18.9642 | 1.4617 | 1.9092 | 20.7658 | 4.0931 | 9.9727 | 26.1339 | 5.1512 | 12.5507 | 16.4751 | 1.5018 | 1.9616 | 20.7658 | 6.7489 | 29.0398 | 26.1339 | 8.4935 | 36.5467 | 16.4751 | 2.4762 | 5.7121
PA | INSIG | MUNICIPAL | SFS GROFF, RODNEY | PA0247421 | 001 | 1.0461 | 4.605% | 0.00050027 | 0.00052331 | 24.9197 | 3.9872 | 9.9727 | 38.1555 | 6.1049 | 15.2695 | 26.7982 | 2.7003 | 4.018 | 20.798 | 3.9872 | 9.9727 | 33.1473 | 6.3546 | 15.8942 | 23.2807 | 2.8108 | 4.1824 | 20.798 | 6.4895 | 28.6636 | 33.1473 | 10.3428 | 45.6834 | 23.2807 | 4.5748 | 12.0212
PA | INSIG | MUNICIPAL | SFS GRUBB, SUSAN | PAG043586 | 001 | 1.0356 | 3.558% | 0.00040027 | 0.00041451 | 24.5587 | 4.0931 | 9.9727 | 30.0822 | 5.0137 | 12.2156 | 10.5613 | 0.3335 | 0.15115 | 20.7013 | 4.0931 | 9.9727 | 26.1339 | 5.1673 | 12.5898 | 9.1751 | 0.34372 | 0.15578 | 20.7013 | 6.7279 | 28.9495 | 26.1339 | 8.4935 | 36.5467 | 9.1751 | 0.56497 | 0.45221
PA | INSIG | MUNICIPAL | SFS HALBLEIB, DEBRA & JIM | PAG043725 | 001 | 1.0784 | 7.837% | 0.00040027 | 0.00043164 | 24.5587 | 4.0931 | 9.9727 | 30.0822 | 5.0137 | 12.2156 | 23.6294 | 2.175 | 2.9924 | 19.8799 | 4.0931 | 9.9727 | 26.1339 | 5.3808 | 13.11 | 20.5281 | 2.3342 | 3.2115 | 19.8799 | 6.4609 | 27.8008 | 26.1339 | 8.4935 | 36.5467 | 20.5281 | 3.6845 | 8.9526
PA | INSIG | MUNICIPAL | SFS HANN, THOMAS C | PAG043546 | 001 | 1.0356 | 3.558% | 0.00040027 | 0.00041451 | 24.5587 | 4.0931 | 9.9727 | 30.0822 | 5.0137 | 12.2156 | 22.4128 | 2.1487 | 1.3205 | 20.7013 | 4.0931 | 9.9727 | 26.1339 | 5.1673 | 12.5898 | 19.4711 | 2.2145 | 1.3609 | 20.7013 | 6.7279 | 28.9495 | 26.1339 | 8.4935 | 36.5467 | 19.4711 | 3.64 | 3.9506
PA | INSIG | MUNICIPAL | SFS HARBAUGH, GEORGE | PAG043648 | 001 | 1.0392 | 3.924% | 0.00040027 | 0.00041598 | 24.5587 | 4.0931 | 9.9727 | 30.0822 | 5.0137 | 12.2156 | 21.8553 | 2.6631 | 1.1594 | 20.6284 | 4.0931 | 9.9727 | 26.1339 | 5.1855 | 12.6343 | 18.9868 | 2.7544 | 1.1992 | 20.6284 | 6.7042 | 28.8475 | 26.1339 | 8.4935 | 36.5467 | 18.9868 | 4.5114 | 3.4688
PA | INSIG | MUNICIPAL | SFS HARSHBARGER TODD | PAG043906 | 001 | 1.0407 | 4.069% |  | 0.0004 | 21.4524 | 6.972 | 30 | 26.1339 | 8.4935 | 36.5467 | 16.3881 | 4.4318 | 3.3853 | 21.4524 | 6.972 | 30 | 26.1339 | 8.4935 | 36.5467 | 16.3881 | 4.4318 | 3.3853 | 21.4524 | 6.972 | 30 | 26.1339 | 8.4935 | 36.5467 | 16.3881 | 4.4318 | 3.3853
PA | INSIG | MUNICIPAL | SFS HARTMAN, WM & CAROLYN | PAG043619 | 001 | 1.0214 | 2.139% | 0.00040027 | 0.00040884 | 24.5587 | 4.0931 | 9.9727 | 30.0822 | 5.0137 | 12.2156 | 23.0708 | 2.4306 | 3.5951 | 20.9887 | 4.0931 | 9.9727 | 26.1339 | 5.0965 | 12.4174 | 20.0427 | 2.4707 | 3.6545 | 20.9887 | 6.8213 | 29.3515 | 26.1339 | 8.4935 | 36.5467 | 20.0427 | 4.1175 | 10.7559
PA | INSIG | MUNICIPAL | SFS HECKMAN, KENNETH | PAG043618 | 001 | 1.0534 | 5.342% | 0.00040027 | 0.00042165 | 24.5587 | 4.0931 | 9.9727 | 30.0822 | 5.0137 | 12.2156 | 13.4424 | 2.042 | 0.86193 | 20.3507 | 4.0931 | 9.9727 | 26.1339 | 5.2563 | 12.8067 | 11.6781 | 2.1408 | 0.90364 | 20.3507 | 6.614 | 28.4593 | 26.1339 | 8.4935 | 36.5467 | 11.6781 | 3.4593 | 2.5787
PA | INSIG | MUNICIPAL | SFS HENNAMAN, TONI | PAG043654 | 001 | 1.0356 | 3.558% | 0.00040027 | 0.00041451 | 24.5587 | 4.0931 | 9.9727 | 30.0822 | 5.0137 | 12.2156 | 14.1223 | 1.1252 | 1.1312 | 20.7013 | 4.0931 | 9.9727 | 26.1339 | 5.1673 | 12.5898 | 12.2688 | 1.1596 | 1.1658 | 20.7013 | 6.7279 | 28.9495 | 26.1339 | 8.4935 | 36.5467 | 12.2688 | 1.9061 | 3.3843
PA | INSIG | MUNICIPAL | SFS HERZBERG KURT & DELORES | PA0261599 | 001 | 1.1122 | 11.22% | 0.00040022 | 0.00044511 | 24.9197 | 3.9872 | 0 | 30.5244 | 4.8839 | 0 | 22.1506 | 1.5619 | 0 | 19.5614 | 3.9872 | 0 | 26.5179 | 5.4051 | 0 | 19.2432 | 1.7286 | 0 | 19.5614 | 6.1036 | 26.9594 | 26.5179 | 8.2742 | 36.5467 | 19.2432 | 2.6462 | 8.8463
PA | INSIG | MUNICIPAL | SFS HILLEGASS, WILLIAM | PAG043641 | 001 | 1.0461 | 4.605% | 0.00040027 | 0.00041871 | 24.5587 | 4.0931 | 9.9727 | 30.0822 | 5.0137 | 12.2156 | 22.1388 | 2.2177 | 3.2144 | 20.494 | 4.0931 | 9.9727 | 26.1339 | 5.2195 | 12.7171 | 19.2331 | 2.3087 | 3.3464 | 20.494 | 6.6605 | 28.6597 | 26.1339 | 8.4935 | 36.5467 | 19.2331 | 3.7568 | 9.6169
PA | INSIG | MUNICIPAL | SFS HOLFORD, KEVIN | PAG043890 | 001 | 1.0466 | 4.663% | 0.00040027 | 0.00041894 | 24.5587 | 4.0931 | 9.9727 | 30.0822 | 5.0137 | 12.2156 | 19.9862 | 1.7926 | 2.0002 | 20.4827 | 4.0931 | 9.9727 | 26.1339 | 5.2224 | 12.7242 | 17.363 | 1.8672 | 2.0834 | 20.4827 | 6.6568 | 28.6438 | 26.1339 | 8.4935 | 36.5467 | 17.363 | 3.0368 | 5.9841
PA | INSIG | MUNICIPAL | SFS HOWE, JONATHAN | PAG043645 | 001 | 1.0784 | 7.837% | 0.00040027 | 0.00043164 | 24.5587 | 4.0931 | 9.9727 | 30.0822 | 5.0137 | 12.2156 | 16.7723 | 2.3931 | 3.9124 | 19.8799 | 4.0931 | 9.9727 | 26.1339 | 5.3808 | 13.11 | 14.5709 | 2.5683 | 4.1988 | 19.8799 | 6.4609 | 27.8008 | 26.1339 | 8.4935 | 36.5467 | 14.5709 | 4.0541 | 11.7051
PA | INSIG | MUNICIPAL | SFS HUFFMAN, DALE | PAG043594 | 001 | 1.0324 | 3.236% | 0.00040027 | 0.00041323 | 24.5587 | 4.0931 | 9.9727 | 30.0822 | 5.0137 | 12.2156 | 13.7463 | 1.7231 | 2.8521 | 20.7658 | 4.0931 | 9.9727 | 26.1339 | 5.1512 | 12.5507 | 11.9421 | 1.7704 | 2.9303 | 20.7658 | 6.7489 | 29.0398 | 26.1339 | 8.4935 | 36.5467 | 11.9421 | 2.919 | 8.5329
PA | INSIG | MUNICIPAL | SFS HURLEY LOT 3 | PA0248207 | 001 | 1.0461 | 4.605% | 0.00050027 | 0.00052331 | 24.9197 | 3.9872 | 29.918 | 38.1555 | 6.1049 | 45.8086 | 25.9892 | 2.7003 | 12.0541 | 20.798 | 3.9872 | 28.6636 | 33.1473 | 6.3546 | 45.6834 | 22.578 | 2.8108 | 12.0212 | 20.798 | 6.4895 | 28.6636 | 33.1473 | 10.3428 | 45.6834 | 22.578 | 4.5748 | 12.0212
PA | INSIG | MUNICIPAL | SFS HURLEY LOT 4 | PA0248215 | 001 | 1.0461 | 4.605% | 0.00050027 | 0.00052331 | 24.9197 | 3.9872 | 29.918 | 38.1555 | 6.1049 | 45.8086 | 25.9892 | 2.7003 | 12.0541 | 20.798 | 3.9872 | 28.6636 | 33.1473 | 6.3546 | 45.6834 | 22.578 | 2.8108 | 12.0212 | 20.798 | 6.4895 | 28.6636 | 33.1473 | 10.3428 | 45.6834 | 22.578 | 4.5748 | 12.0212
PA | INSIG | MUNICIPAL | SFS HURLEY/MORRISON LOT 2 | PA0248321 | 001 | 1.0461 | 4.605% | 0.00050027 | 0.00052331 | 24.9197 | 3.9872 | 29.918 | 38.1555 | 6.1049 | 45.8086 | 25.9892 | 2.7003 | 12.0541 | 20.798 | 3.9872 | 28.6636 | 33.1473 | 6.3546 | 45.6834 | 22.578 | 2.8108 | 12.0212 | 20.798 | 6.4895 | 28.6636 | 33.1473 | 10.3428 | 45.6834 | 22.578 | 4.5748 | 12.0212
PA | INSIG | MUNICIPAL | SFS JACKSON, DON & FLORENCE | PAG043605 | 001 | 1.0534 | 5.342% | 0.00040027 | 0.00042165 | 24.5587 | 4.0931 | 9.9727 | 30.0822 | 5.0137 | 12.2156 | 15.0862 | 1.8366 | 2.354 | 20.3507 | 4.0931 | 9.9727 | 26.1339 | 5.2563 | 12.8067 | 13.1061 | 1.9254 | 2.4679 | 20.3507 | 6.614 | 28.4593 | 26.1339 | 8.4935 | 36.5467 | 13.1061 | 3.1112 | 7.0427
PA | INSIG | MUNICIPAL | SFS JOHNSON, KAREN & SHIRLEY | PA0083534 | 001 | 1.0356 | 3.558% | 0.00040022 | 0.00041446 | 24.9197 | 3.9872 | 29.918 | 30.5244 | 4.8839 | 36.6468 | 17.7485 | 1.1148 | 3.2636 | 21.0083 | 3.9872 | 28.9535 | 26.5179 | 5.0328 | 36.5467 | 15.4189 | 1.1488 | 3.2547 | 21.0083 | 6.5551 | 28.9535 | 26.5179 | 8.2742 | 36.5467 | 15.4189 | 1.8886 | 3.2547
PA | INSIG | MUNICIPAL | SFS KAUFFMAN, JOHN | PA0247502 | 001 | 1.0461 | 4.605% | 0.00040022 | 0.00041865 | 24.9197 | 3.9872 | 9.9727 | 30.5244 | 4.8839 | 12.2156 | 21.7509 | 2.1602 | 3.2144 | 20.798 | 3.9872 | 9.9727 | 26.5179 | 5.0837 | 12.7154 | 18.8959 | 2.2486 | 3.3459 | 20.798 | 6.4895 | 28.6636 | 26.5179 | 8.2742 | 36.5467 | 18.8959 | 3.6599 | 9.6169
PA | INSIG | MUNICIPAL | SFS KAUFMAN, JAY AND HEATHER | PA0248118 | 001 | 1.0356 | 3.558% | 0.00040022 | 0.00041446 | 24.9197 | 3.9872 | 0 | 30.5244 | 4.8839 | 0 | 14.2427 | 1.096 | 0 | 21.0083 | 3.9872 | 0 | 26.5179 | 5.0328 | 0 | 12.3732 | 1.1295 | 0 | 21.0083 | 6.5551 | 28.9535 | 26.5179 | 8.2742 | 36.5467 | 12.3732 | 1.8569 | 3.3843
PA | INSIG | MUNICIPAL | SFS KENEPP, GINA | PAG043857 | 001 | 1.0214 | 2.139% | 0.00040027 | 0.00040884 | 24.5587 | 4.0931 | 9.9727 | 30.0822 | 5.0137 | 12.2156 | 20.4547 | 2.4306 | 3.5951 | 20.9887 | 4.0931 | 9.9727 | 26.1339 | 5.0965 | 12.4174 | 17.77 | 2.4707 | 3.6545 | 20.9887 | 6.8213 | 29.3515 | 26.1339 | 8.4935 | 36.5467 | 17.77 | 4.1175 | 10.7559
PA | INSIG | MUNICIPAL | SFS KEPHART DAVID | PAG043864 | 001 | 1.0356 | 3.558% | 0.00040027 | 0.00041451 | 24.5587 | 4.0931 | 9.9727 | 30.0822 | 5.0137 | 12.2156 | 13.735 | 1.1252 | 1.1312 | 20.7013 | 4.0931 | 9.9727 | 26.1339 | 5.1673 | 12.5898 | 11.9323 | 1.1596 | 1.1658 | 20.7013 | 6.7279 | 28.9495 | 26.1339 | 8.4935 | 36.5467 | 11.9323 | 1.9061 | 3.3843
PA | INSIG | MUNICIPAL | SFS KERN, RICHARD & TAMARA | PAG043521 | 001 | 1.0878 | 8.781% | 0.00040027 | 0.00043542 | 24.5587 | 4.0931 | 9.9727 | 30.0822 | 5.0137 | 12.2156 | 15.406 | 1.7354 | 2.9589 | 19.7072 | 4.0931 | 9.9727 | 26.1339 | 5.4279 | 13.2248 | 13.3839 | 1.8788 | 3.2034 | 19.7072 | 6.4048 | 27.5594 | 26.1339 | 8.4935 | 36.5467 | 13.3839 | 2.9399 | 8.8525
PA | INSIG | MUNICIPAL | SFS KETNER, DAVID W. | PA0261530 | 001 | 1.0461 | 4.605% | 0.00050027 | 0.00052331 | 24.9197 | 3.9872 | 9.9727 | 38.1555 | 6.1049 | 15.2695 | 28.5479 | 2.7003 | 4.018 | 20.798 | 3.9872 | 9.9727 | 33.1473 | 6.3546 | 15.8942 | 24.8008 | 2.8108 | 4.1824 | 20.798 | 6.4895 | 28.6636 | 33.1473 | 10.3428 | 45.6834 | 24.8008 | 4.5748 | 12.0212
PA | INSIG | MUNICIPAL | SFS KING, AMOS | PAG043534 | 001 | 1.0787 | 7.866% | 0.00040027 | 0.00043176 | 24.5587 | 4.0931 | 9.9727 | 30.0822 | 5.0137 | 12.2156 | 13.9738 | 0.9734 | 0.74068 | 19.8744 | 4.0931 | 9.9727 | 26.1339 | 5.3823 | 13.1136 | 12.1397 | 1.045 | 0.79513 | 19.8744 | 6.4592 | 27.7932 | 26.1339 | 8.4935 | 36.5467 | 12.1397 | 1.649 | 2.216
PA | INSIG | MUNICIPAL | SFS KING, EMANUEL B | PAG043693 | 001 | 1.0214 | 2.139% | 0.00040027 | 0.00040884 | 24.5587 | 4.0931 | 9.9727 | 30.0822 | 5.0137 | 12.2156 | 20.2467 | 1.9617 | 3.63 | 20.9887 | 4.0931 | 9.9727 | 26.1339 | 5.0965 | 12.4174 | 17.5893 | 1.9941 | 3.69 | 20.9887 | 6.8213 | 29.3515 | 26.1339 | 8.4935 | 36.5467 | 17.5893 | 3.3232 | 10.8603
PA | INSIG | MUNICIPAL | SFS KING, JESSE | PAG043691 | 001 | 1.0534 | 5.342% | 0.00040027 | 0.00042165 | 24.5587 | 4.0931 | 9.9727 | 30.0822 | 5.0137 | 12.2156 | 14.7452 | 1.7655 | 0.67745 | 20.3507 | 4.0931 | 9.9727 | 26.1339 | 5.2563 | 12.8067 | 12.8099 | 1.851 | 0.71023 | 20.3507 | 6.614 | 28.4593 | 26.1339 | 8.4935 | 36.5467 | 12.8099 | 2.9909 | 2.0268
PA | INSIG | MUNICIPAL | SFS KLINGER, JASON | PAG043858 | 001 | 1.0787 | 7.866% | 0.00040027 | 0.00043176 | 24.5587 | 4.0931 | 9.9727 | 30.0822 | 5.0137 | 12.2156 | 14.8392 | 0.9734 | 0.74068 | 19.8744 | 4.0931 | 9.9727 | 26.1339 | 5.3823 | 13.1136 | 12.8915 | 1.045 | 0.79513 | 19.8744 | 6.4592 | 27.7932 | 26.1339 | 8.4935 | 36.5467 | 12.8915 | 1.649 | 2.216
PA | INSIG | MUNICIPAL | SFS KNISLEY LOT 1 | PAG043622 | 001 | 1.0356 | 3.558% | 0.00040027 | 0.00041451 | 24.5587 | 4.0931 | 9.9727 | 30.0822 | 5.0137 | 12.2156 | 15.0756 | 1.0817 | 1.0098 | 20.7013 | 4.0931 | 9.9727 | 26.1339 | 5.1673 | 12.5898 | 13.097 | 1.1148 | 1.0407 | 20.7013 | 6.7279 | 28.9495 | 26.1339 | 8.4935 | 36.5467 | 13.097 | 1.8324 | 3.0212
PA | INSIG | MUNICIPAL | SFS KNISLEY LOT 2 | PAG043623 | 001 | 1.0784 | 7.837% | 0.00040027 | 0.00043164 | 24.5587 | 4.0931 | 9.9727 | 30.0822 | 5.0137 | 12.2156 | 18.1537 | 2.8168 | 5.0373 | 19.8799 | 4.0931 | 9.9727 | 26.1339 | 5.3808 | 13.11 | 15.771 | 3.023 | 5.4061 | 19.8799 | 6.4609 | 27.8008 | 26.1339 | 8.4935 | 36.5467 | 15.771 | 4.7718 | 15.0707
PA | INSIG | MUNICIPAL | SFS KOONTZ, RICHARD & BOYD | PAG043530 | 001 | 1.0392 | 3.924% | 0.00040027 | 0.00041598 | 24.5587 | 4.0931 | 9.9727 | 30.0822 | 5.0137 | 12.2156 | 19.8797 | 2.1738 | 0.72166 | 20.6284 | 4.0931 | 9.9727 | 26.1339 | 5.1855 | 12.6343 | 17.2705 | 2.2483 | 0.7464 | 20.6284 | 6.7042 | 28.8475 | 26.1339 | 8.4935 | 36.5467 | 17.2705 | 3.6825 | 2.1591
PA | INSIG | MUNICIPAL | SFS KRATER, KENNETH R JR | PAG043532 | 001 | 1.0356 | 3.558% | 0.00040027 | 0.00041451 | 24.5587 | 4.0931 | 9.9727 | 30.0822 | 5.0137 | 12.2156 | 13.8504 | 1.1252 | 1.1312 | 20.7013 | 4.0931 | 9.9727 | 26.1339 | 5.1673 | 12.5898 | 12.0325 | 1.1596 | 1.1658 | 20.7013 | 6.7279 | 28.9495 | 26.1339 | 8.4935 | 36.5467 | 12.0325 | 1.9061 | 3.3843
PA | INSIG | MUNICIPAL | SFS KUENTZLER, ALBERT | PAG043728 | 001 | 1.0648 | 6.482% | 0.00040027 | 0.00042622 | 24.5587 | 4.0931 | 9.9727 | 30.0822 | 5.0137 | 12.2156 | 21.9453 | 2.3954 | 5.8225 | 20.1328 | 4.0931 | 9.9727 | 26.1339 | 5.3132 | 12.9453 | 19.065 | 2.5385 | 6.1702 | 20.1328 | 6.5431 | 28.1546 | 26.1339 | 8.4935 | 36.5467 | 19.065 | 4.0579 | 17.4197
PA | INSIG | MUNICIPAL | SFS KUHN, ALBERT | PA0248193 | 001 | 1.0461 | 4.605% | 0.00050027 | 0.00052331 | 24.9197 | 3.9872 | 29.918 | 38.1555 | 6.1049 | 45.8086 | 26.6732 | 2.7003 | 12.0541 | 20.798 | 3.9872 | 28.6636 | 33.1473 | 6.3546 | 45.6834 | 23.1721 | 2.8108 | 12.0212 | 20.798 | 6.4895 | 28.6636 | 33.1473 | 10.3428 | 45.6834 | 23.1721 | 4.5748 | 12.0212
PA | INSIG | MUNICIPAL | SFS KUHN, ALBERT | PA0261386 | 001 | 1.0461 | 4.605% | 0.00050027 | 0.00052331 | 24.9197 | 3.9872 | 9.9727 | 38.1555 | 6.1049 | 15.2695 | 28.5479 | 2.7003 | 4.018 | 20.798 | 3.9872 | 9.9727 | 33.1473 | 6.3546 | 15.8942 | 24.8008 | 2.8108 | 4.1824 | 20.798 | 6.4895 | 28.6636 | 33.1473 | 10.3428 | 45.6834 | 24.8008 | 4.5748 | 12.0212
PA | INSIG | MUNICIPAL | SFS KYLE, DANIEL | PAG043564 | 001 | 1.0787 | 7.866% | 0.00040027 | 0.00043176 | 24.5587 | 4.0931 | 9.9727 | 30.0822 | 5.0137 | 12.2156 | 15.7259 | 0.99388 | 0.78045 | 19.8744 | 4.0931 | 9.9727 | 26.1339 | 5.3823 | 13.1136 | 13.6619 | 1.0669 | 0.83783 | 19.8744 | 6.4592 | 27.7932 | 26.1339 | 8.4935 | 36.5467 | 13.6619 | 1.6837 | 2.335
PA | INSIG | MUNICIPAL | SFS LANDIS, TROY | PAG043733 | 001 | 1.0306 | 3.06% | 0.00040027 | 0.00041252 | 24.5587 | 4.0931 | 9.9727 | 30.0822 | 5.0137 | 12.2156 | 23.9451 | 2.0844 | 4.2461 | 20.8012 | 4.0931 | 9.9727 | 26.1339 | 5.1425 | 12.5293 | 20.8023 | 2.138 | 4.3552 | 20.8012 | 6.7604 | 29.0893 | 26.1339 | 8.4935 | 36.5467 | 20.8023 | 3.5311 | 12.7036
PA | INSIG | MUNICIPAL | SFS LEE, JOHN M | PA0261564 | 001 | 1.0466 | 4.663% | 0.0040022 | 0.0041888 | 24.9197 | 3.9872 | 0 | 305.244 | 48.839 | 0 | 184.5512 | 18.9973 | 0 | 20.7865 | 3.9872 | 0 | 265.1786 | 50.8653 | 0 | 160.3276 | 19.7855 | 0 | 20.7865 | 6.4859 | 28.6477 | 265.1786 | 82.7422 | 365.4672 | 160.3276 | 32.1849 | 70.9728
PA | INSIG | MUNICIPAL | SFS LEHMAN, MARK & TARA | PAG043617 | 001 | 1.0375 | 3.75% | 0.00040027 | 0.00041528 | 24.5587 | 4.0931 | 9.9727 | 30.0822 | 5.0137 | 12.2156 | 22.8911 | 2.5143 | 3.3084 | 20.6629 | 4.0931 | 9.9727 | 26.1339 | 5.1769 | 12.6132 | 19.8866 | 2.5961 | 3.4161 | 20.6629 | 6.7154 | 28.8958 | 26.1339 | 8.4935 | 36.5467 | 19.8866 | 4.2593 | 9.898
PA | INSIG | MUNICIPAL | SFS LEPPERT, KEITH | PAG043615 | 001 | 1.0392 | 3.924% | 0.00040027 | 0.00041598 | 24.5587 | 4.0931 | 9.9727 | 30.0822 | 5.0137 | 12.2156 | 21.944 | 2.6631 | 1.1594 | 20.6284 | 4.0931 | 9.9727 | 26.1339 | 5.1855 | 12.6343 | 19.0639 | 2.7544 | 1.1992 | 20.6284 | 6.7042 | 28.8475 | 26.1339 | 8.4935 | 36.5467 | 19.0639 | 4.5114 | 3.4688
PA | INSIG | MUNICIPAL | SFS LONG, RICK | PA0080918 | 001 | 1.0784 | 7.837% | 0.00040022 | 0.00043158 | 24.9197 | 3.9872 | 9.9727 | 30.5244 | 4.8839 | 12.2156 | 14.7301 | 1.3698 | 1.2092 | 20.1747 | 3.9872 | 9.9727 | 26.5179 | 5.2408 | 13.1082 | 12.7967 | 1.4699 | 1.2975 | 20.1747 | 6.295 | 27.8046 | 26.5179 | 8.2742 | 36.5467 | 12.7967 | 2.3206 | 3.6176
PA | INSIG | MUNICIPAL | SFS LONGANECKER, JOHN | PAG043507 | 001 | 1.0356 | 3.558% | 0.00040027 | 0.00041451 | 24.5587 | 4.0931 | 9.9727 | 30.0822 | 5.0137 | 12.2156 | 16.6282 | 1.2335 | 1.3693 | 20.7013 | 4.0931 | 9.9727 | 26.1339 | 5.1673 | 12.5898 | 14.4457 | 1.2713 | 1.4112 | 20.7013 | 6.7279 | 28.9495 | 26.1339 | 8.4935 | 36.5467 | 14.4457 | 2.0896 | 4.0966
PA | INSIG | MUNICIPAL | SFS LYNCH, BRAVETT B | PA0085341 | 001 | 1.0356 | 3.558% | 0.00040022 | 0.00041446 | 24.9197 | 3.9872 | 29.918 | 30.5244 | 4.8839 | 36.6468 | 18.3039 | 2.2515 | 14.2163 | 21.0083 | 3.9872 | 28.9535 | 26.5179 | 5.0328 | 36.5467 | 15.9014 | 2.3201 | 14.1774 | 21.0083 | 6.5551 | 28.9535 | 26.5179 | 8.2742 | 36.5467 | 15.9014 | 3.8144 | 14.1774
PA | INSIG | MUNICIPAL | SFS MACHARSKY JOE | PAG043889 | 001 | 1.0294 | 2.943% | 0.00040027 | 0.00041205 | 24.5587 | 4.0931 | 9.9727 | 30.0822 | 5.0137 | 12.2156 | 17.6626 | 3.3817 | 6.4424 | 20.8249 | 4.0931 | 9.9727 | 26.1339 | 5.1366 | 12.515 | 15.3444 | 3.4646 | 6.6003 | 20.8249 | 6.7681 | 29.1224 | 26.1339 | 8.4935 | 36.5467 | 15.3444 | 5.7287 | 19.2743
PA | INSIG | MUNICIPAL | SFS MAHER, MICHAEL A | PAG043527 | 001 | 1.0356 | 3.558% | 0.00040027 | 0.00041451 | 24.5587 | 4.0931 | 9.9727 | 30.0822 | 5.0137 | 12.2156 | 16.2838 | 1.1444 | 1.0879 | 20.7013 | 4.0931 | 9.9727 | 26.1339 | 5.1673 | 12.5898 | 14.1466 | 1.1795 | 1.1212 | 20.7013 | 6.7279 | 28.9495 | 26.1339 | 8.4935 | 36.5467 | 14.1466 | 1.9387 | 3.2547
PA | INSIG | MUNICIPAL | SFS MAHR, MICHAEL | PAG043701 | 001 | 1.0356 | 3.558% | 0.00040027 | 0.00041451 | 24.5587 | 4.0931 | 9.9727 | 30.0822 | 5.0137 | 12.2156 | 13.9728 | 1.1252 | 1.1312 | 20.7013 | 4.0931 | 9.9727 | 26.1339 | 5.1673 | 12.5898 | 12.1388 | 1.1596 | 1.1658 | 20.7013 | 6.7279 | 28.9495 | 26.1339 | 8.4935 | 36.5467 | 12.1388 | 1.9061 | 3.3843
PA | INSIG | MUNICIPAL | SFS MALLOY, ANDREW | PAG043899 | 001 | 1.0461 | 4.605% | 0.00040027 | 0.00041871 | 24.5587 | 4.0931 | 9.9727 | 30.0822 | 5.0137 | 12.2156 | 21.4717 | 2.2177 | 3.2144 | 20.494 | 4.0931 | 9.9727 | 26.1339 | 5.2195 | 12.7171 | 18.6536 | 2.3087 | 3.3464 | 20.494 | 6.6605 | 28.6597 | 26.1339 | 8.4935 | 36.5467 | 18.6536 | 3.7568 | 9.6169
PA | INSIG | MUNICIPAL | SFS MALONE, MARK | PAG043535 | 001 | 1.0214 | 2.139% | 0.00040027 | 0.00040884 | 24.5587 | 4.0931 | 9.9727 | 30.0822 | 5.0137 | 12.2156 | 20.0175 | 2.045 | 3.6292 | 20.9887 | 4.0931 | 9.9727 | 26.1339 | 5.0965 | 12.4174 | 17.3902 | 2.0788 | 3.6891 | 20.9887 | 6.8213 | 29.3515 | 26.1339 | 8.4935 | 36.5467 | 17.3902 | 3.4644 | 10.8578
PA | INSIG | MUNICIPAL | SFS MARKEY, DONALD | PAG043528 | 001 | 1.1079 | 10.79% | 0.00040027 | 0.00044345 | 24.5587 | 4.0931 | 9.9727 | 30.0822 | 5.0137 | 12.2156 | 21.5873 | 1.1599 | 1.5937 | 19.3505 | 4.0931 | 9.9727 | 26.1339 | 5.528 | 13.4687 | 18.754 | 1.2789 | 1.7572 | 19.3505 | 6.2889 | 27.0605 | 26.1339 | 8.4935 | 36.5467 | 18.754 | 1.965 | 4.7682
PA | INSIG | MUNICIPAL | SFS MARSHALL, DAVID | PA0246999 | 001 | 1.0466 | 4.663% | 0.00040022 | 0.00041888 | 24.9197 | 3.9872 | 0 | 30.5244 | 4.8839 | 0 | 25.9999 | 3.5889 | 0 | 20.7865 | 3.9872 | 0 | 26.5179 | 5.0865 | 0 | 22.5873 | 3.7377 | 0 | 20.7865 | 6.4859 | 28.6477 | 26.5179 | 8.2742 | 36.5467 | 22.5873 | 6.0802 | 21.0358
PA | INSIG | MUNICIPAL | SFS MARTIN, KELLY | PAG043674 | 001 | 1.0463 | 4.634% | 0.00040027 | 0.00041882 | 24.5587 | 4.0931 | 9.9727 | 30.0822 | 5.0137 | 12.2156 | 21.8383 | 2.069 | 2.6509 | 20.4883 | 4.0931 | 9.9727 | 26.1339 | 5.221 | 12.7207 | 18.972 | 2.1545 | 2.7605 | 20.4883 | 6.6587 | 28.6517 | 26.1339 | 8.4935 | 36.5467 | 18.972 | 3.505 | 7.9309
PA | INSIG | MUNICIPAL | SFS MARTZ, MARLIN | PAG043583 | 001 | 1.0214 | 2.139% | 0.00040027 | 0.00040884 | 24.5587 | 4.0931 | 9.9727 | 30.0822 | 5.0137 | 12.2156 | 20.4547 | 2.4306 | 3.5951 | 20.9887 | 4.0931 | 9.9727 | 26.1339 | 5.0965 | 12.4174 | 17.77 | 2.4707 | 3.6545 | 20.9887 | 6.8213 | 29.3515 | 26.1339 | 8.4935 | 36.5467 | 17.77 | 4.1175 | 10.7559
PA | INSIG | MUNICIPAL | SFS MAUCHAMER, WILLIAM | PAG043590 | 001 | 1.0534 | 5.342% | 0.00040027 | 0.00042165 | 24.5587 | 4.0931 | 9.9727 | 30.0822 | 5.0137 | 12.2156 | 14.2444 | 1.904 | 2.7181 | 20.3507 | 4.0931 | 9.9727 | 26.1339 | 5.2563 | 12.8067 | 12.3748 | 1.9961 | 2.8496 | 20.3507 | 6.614 | 28.4593 | 26.1339 | 8.4935 | 36.5467 | 12.3748 | 3.2254 | 8.1319
PA | INSIG | MUNICIPAL | SFS MAYKA, CAMILLE | PAG043711 | 001 | 1.1057 | 10.57% | 0.00040027 | 0.00044256 | 24.5587 | 4.0931 | 9.9727 | 30.0822 | 5.0137 | 12.2156 | 20.263 | 2.2189 | 3.4289 | 19.3892 | 4.0931 | 9.9727 | 26.1339 | 5.5169 | 13.4417 | 17.6035 | 2.4417 | 3.7731 | 19.3892 | 6.3015 | 27.1147 | 26.1339 | 8.4935 | 36.5467 | 17.6035 | 3.759 | 10.2587
PA | INSIG | MUNICIPAL | SFS MCANULTY, PAUL | PA0087530 | 001 | 1.0461 | 4.605% | 0.00040022 | 0.00041865 | 24.9197 | 3.9872 | 29.918 | 30.5244 | 4.8839 | 36.6468 | 20.6478 | 2.1602 | 9.6433 | 20.798 | 3.9872 | 28.6636 | 26.5179 | 5.0837 | 36.5467 | 17.9376 | 2.2486 | 9.6169 | 20.798 | 6.4895 | 28.6636 | 26.5179 | 8.2742 | 36.5467 | 17.9376 | 3.6599 | 9.6169
PA | INSIG | MUNICIPAL | SFS MCDERMOTT, JOHN | PA0261602 | 001 | 1.0388 | 3.877% | 0.00040022 | 0.00041574 | 24.9197 | 3.9872 | 0 | 30.5244 | 4.8839 | 0 | 24.6721 | 2.3028 | 0 | 20.9437 | 3.9872 | 0 | 26.5179 | 5.0483 | 0 | 21.4337 | 2.3804 | 0 | 20.9437 | 6.5349 | 28.8645 | 26.5179 | 8.2742 | 36.5467 | 21.4337 | 3.9014 | 9.229
PA | INSIG | MUNICIPAL | SFS MCELRAVY, SHAWN AND TRACY | PAG043716 | 001 | 1.0356 | 3.558% | 0.00040027 | 0.00041451 | 24.5587 | 4.0931 | 9.9727 | 30.0822 | 5.0137 | 12.2156 | 18.0669 | 1.1444 | 1.0879 | 20.7013 | 4.0931 | 9.9727 | 26.1339 | 5.1673 | 12.5898 | 15.6956 | 1.1795 | 1.1212 | 20.7013 | 6.7279 | 28.9495 | 26.1339 | 8.4935 | 36.5467 | 15.6956 | 1.9387 | 3.2547
PA | INSIG | MUNICIPAL | SFS MELOY, ALICE MCFEELY | PAG043524 | 001 | 1.1057 | 10.57% | 0.00040027 | 0.00044256 | 24.5587 | 4.0931 | 9.9727 | 30.0822 | 5.0137 | 12.2156 | 21.4265 | 2.0481 | 2.9318 | 19.3892 | 4.0931 | 9.9727 | 26.1339 | 5.5169 | 13.4417 | 18.6142 | 2.2537 | 3.2261 | 19.3892 | 6.3015 | 27.1147 | 26.1339 | 8.4935 | 36.5467 | 18.6142 | 3.4696 | 8.7714
PA | INSIG | MUNICIPAL | SFS MICHAEL, CARL F III | PAG043529 | 001 | 1.0461 | 4.605% | 0.00040027 | 0.00041871 | 24.5587 | 4.0931 | 9.9727 | 30.0822 | 5.0137 | 12.2156 | 21.6054 | 2.2177 | 3.2144 | 20.494 | 4.0931 | 9.9727 | 26.1339 | 5.2195 | 12.7171 | 18.7696 | 2.3087 | 3.3464 | 20.494 | 6.6605 | 28.6597 | 26.1339 | 8.4935 | 36.5467 | 18.7696 | 3.7568 | 9.6169
PA | INSIG | MUNICIPAL | SFS MILLER, GREGORY | PAG043581 | 001 | 1.0392 | 3.924% | 0.00040027 | 0.00041598 | 24.5587 | 4.0931 | 9.9727 | 30.0822 | 5.0137 | 12.2156 | 21.2185 | 2.6631 | 1.1594 | 20.6284 | 4.0931 | 9.9727 | 26.1339 | 5.1855 | 12.6343 | 18.4335 | 2.7544 | 1.1992 | 20.6284 | 6.7042 | 28.8475 | 26.1339 | 8.4935 | 36.5467 | 18.4335 | 4.5114 | 3.4688
PA | INSIG | MUNICIPAL | SFS MILLER, RICHARD | PAG043861 | 001 | 1.0534 | 5.342% | 0.00040027 | 0.00042165 | 24.5587 | 4.0931 | 9.9727 | 30.0822 | 5.0137 | 12.2156 | 16.9173 | 1.7976 | 2.0243 | 20.3507 | 4.0931 | 9.9727 | 26.1339 | 5.2563 | 12.8067 | 14.6969 | 1.8846 | 2.1222 | 20.3507 | 6.614 | 28.4593 | 26.1339 | 8.4935 | 36.5467 | 14.6969 | 3.0452 | 6.0562
PA | INSIG | MUNICIPAL | SFS MOORE, LARUE P | PAG043585 | 001 | 1.0392 | 3.924% | 0.00040027 | 0.00041598 | 24.5587 | 4.0931 | 9.9727 | 30.0822 | 5.0137 | 12.2156 | 20.0119 | 2.6161 | 1.1315 | 20.6284 | 4.0931 | 9.9727 | 26.1339 | 5.1855 | 12.6343 | 17.3854 | 2.7058 | 1.1703 | 20.6284 | 6.7042 | 28.8475 | 26.1339 | 8.4935 | 36.5467 | 17.3854 | 4.4318 | 3.3853
PA | INSIG | MUNICIPAL | SFS MOTT, JEFFREY | PAG043673 | 001 | 1.0648 | 6.482% | 0.00040027 | 0.00042622 | 24.5587 | 4.0931 | 9.9727 | 30.0822 | 5.0137 | 12.2156 | 22.8328 | 2.1311 | 5.0202 | 20.1328 | 4.0931 | 9.9727 | 26.1339 | 5.3132 | 12.9453 | 19.836 | 2.2584 | 5.3201 | 20.1328 | 6.5431 | 28.1546 | 26.1339 | 8.4935 | 36.5467 | 19.836 | 3.6102 | 15.0195
PA | INSIG | MUNICIPAL | SFS MULL BECKY & SAMUEL | PAG043851 | 001 | 1.0324 | 3.236% | 0.00040027 | 0.00041323 | 24.5587 | 4.0931 | 9.9727 | 30.0822 | 5.0137 | 12.2156 | 19.0564 | 1.4617 | 1.9092 | 20.7658 | 4.0931 | 9.9727 | 26.1339 | 5.1512 | 12.5507 | 16.5553 | 1.5018 | 1.9616 | 20.7658 | 6.7489 | 29.0398 | 26.1339 | 8.4935 | 36.5467 | 16.5553 | 2.4762 | 5.7121
PA | INSIG | MUNICIPAL | SFS MYERS, ARTHUR & TRACY | PAG043897 | 001 | 1.0797 | 7.973% | 0.00040027 | 0.00043219 | 24.5587 | 4.0931 | 9.9727 | 30.0822 | 5.0137 | 12.2156 | 22.8017 | 1.9976 | 3.0227 | 19.8548 | 4.0931 | 9.9727 | 26.1339 | 5.3876 | 13.1265 | 19.809 | 2.1466 | 3.2481 | 19.8548 | 6.4528 | 27.7658 | 26.1339 | 8.4935 | 36.5467 | 19.809 | 3.3841 | 9.0434
PA | INSIG | MUNICIPAL | SFS MYERS, CAROL | PAG043531 | 001 | 1.0392 | 3.924% | 0.00040027 | 0.00041598 | 24.5587 | 4.0931 | 9.9727 | 30.0822 | 5.0137 | 12.2156 | 20.9371 | 2.6631 | 1.1594 | 20.6284 | 4.0931 | 9.9727 | 26.1339 | 5.1855 | 12.6343 | 18.1891 | 2.7544 | 1.1992 | 20.6284 | 6.7042 | 28.8475 | 26.1339 | 8.4935 | 36.5467 | 18.1891 | 4.5114 | 3.4688
PA | INSIG | MUNICIPAL | SFS NICODEMUS, BRIAN | PA0248720 | 001 | 1.0356 | 3.558% | 0.00040022 | 0.00041446 | 24.9197 | 3.9872 | 9.9727 | 30.5244 | 4.8839 | 12.2156 | 14.2427 | 1.096 | 1.1312 | 21.0083 | 3.9872 | 9.9727 | 26.5179 | 5.0328 | 12.5881 | 12.3732 | 1.1295 | 1.1657 | 21.0083 | 6.5551 | 28.9535 | 26.5179 | 8.2742 | 36.5467 | 12.3732 | 1.8569 | 3.3843
PA | INSIG | MUNICIPAL | SFS NINER, ROBERT | PA0261629 | 001 | 1.0294 | 2.943% | 0.00040022 | 0.000412 | 24.9197 | 3.9872 | 0 | 30.5244 | 4.8839 | 0 | 19.5212 | 0.92073 | 0 | 21.1338 | 3.9872 | 0 | 26.5179 | 5.0029 | 0 | 16.9589 | 0.94317 | 0 | 21.1338 | 6.5943 | 29.1264 | 26.5179 | 8.2742 | 36.5467 | 16.9589 | 1.5599 | 2.2456
PA | INSIG | MUNICIPAL | SFS NOWAK, MICHAEL & GAYNIALE | PAG043696 | 001 | 1.0328 | 3.284% | 0.00040027 | 0.00041342 | 24.5587 | 4.0931 | 9.9727 | 30.0822 | 5.0137 | 12.2156 | 21.9195 | 1.649 | 1.9835 | 20.7561 | 4.0931 | 9.9727 | 26.1339 | 5.1536 | 12.5565 | 19.0426 | 1.695 | 2.0389 | 20.7561 | 6.7457 | 29.0262 | 26.1339 | 8.4935 | 36.5467 | 19.0426 | 2.7935 | 5.9343
PA | INSIG | MUNICIPAL | SFS NOYES, EDWARD | PAG043575 | 001 | 1.0328 | 3.284% | 0.00040027 | 0.00041342 | 24.5587 | 4.0931 | 9.9727 | 30.0822 | 5.0137 | 12.2156 | 22.6697 | 2.2224 | 3.977 | 20.7561 | 4.0931 | 9.9727 | 26.1339 | 5.1536 | 12.5565 | 19.6943 | 2.2844 | 4.088 | 20.7561 | 6.7457 | 29.0262 | 26.1339 | 8.4935 | 36.5467 | 19.6943 | 3.7648 | 11.8985
PA | INSIG | MUNICIPAL | SFS NYE, STEVEN | PA0259942 | 001 | 1.0461 | 4.605% | 0.00040022 | 0.00041865 | 24.9197 | 3.9872 | 0 | 30.5244 | 4.8839 | 0 | 21.254 | 2.1602 | 0 | 20.798 | 3.9872 | 0 | 26.5179 | 5.0837 | 0 | 18.4643 | 2.2486 | 0 | 20.798 | 6.4895 | 28.6636 | 26.5179 | 8.2742 | 36.5467 | 18.4643 | 3.6599 | 9.6169
PA | INSIG | MUNICIPAL | SFS OLIVER, ADRIAN & ELLEN | PAG043556 | 001 | 1.0306 | 3.06% | 0.00040027 | 0.00041252 | 24.5587 | 4.0931 | 9.9727 | 30.0822 | 5.0137 | 12.2156 | 18.0736 | 2.0001 | 2.6105 | 20.8012 | 4.0931 | 9.9727 | 26.1339 | 5.1425 | 12.5293 | 15.7014 | 2.0515 | 2.6775 | 20.8012 | 6.7604 | 29.0893 | 26.1339 | 8.4935 | 36.5467 | 15.7014 | 3.3883 | 7.8101
PA | INSIG | MUNICIPAL | SFS OWEN, CRISTI | PAG043658 | 001 | 1.0356 | 3.558% | 0.00040027 | 0.00041451 | 24.5587 | 4.0931 | 9.9727 | 30.0822 | 5.0137 | 12.2156 | 13.9728 | 1.1252 | 1.1312 | 20.7013 | 4.0931 | 9.9727 | 26.1339 | 5.1673 | 12.5898 | 12.1388 | 1.1596 | 1.1658 | 20.7013 | 6.7279 | 28.9495 | 26.1339 | 8.4935 | 36.5467 | 12.1388 | 1.9061 | 3.3843
PA | INSIG | MUNICIPAL | SFS PARINISI RESIDENCE | PAG043560 | 001 | 1.0328 | 3.284% | 0.00040027 | 0.00041342 | 24.5587 | 4.0931 | 9.9727 | 30.0822 | 5.0137 | 12.2156 | 21.1924 | 2.0397 | 3.2405 | 20.7561 | 4.0931 | 9.9727 | 26.1339 | 5.1536 | 12.5565 | 18.4109 | 2.0966 | 3.3309 | 20.7561 | 6.7457 | 29.0262 | 26.1339 | 8.4935 | 36.5467 | 18.4109 | 3.4553 | 9.6949
PA | INSIG | MUNICIPAL | SFS PEIFER BROTHERS | PAG043895 | 001 | 1.0784 | 7.837% | 0.00040027 | 0.00043164 | 24.5587 | 4.0931 | 9.9727 | 30.0822 | 5.0137 | 12.2156 | 18.9196 | 2.7976 | 4.7246 | 19.8799 | 4.0931 | 9.9727 | 26.1339 | 5.3808 | 13.11 | 16.4364 | 3.0024 | 5.0706 | 19.8799 | 6.4609 | 27.8008 | 26.1339 | 8.4935 | 36.5467 | 16.4364 | 4.7393 | 14.1352
PA | INSIG | MUNICIPAL | SFS PENROD, FRED | PAG043886 | 001 | 1.0356 | 3.558% | 0.00045034 | 0.00046636 | 24.5587 | 4.0931 | 9.9727 | 37.6027 | 6.2671 | 15.2695 | 18.0461 | 1.4065 | 1.414 | 18.3997 | 4.0931 | 9.9727 | 26.1339 | 5.8136 | 14.1646 | 12.542 | 1.3047 | 1.3117 | 18.3997 | 5.9799 | 25.7309 | 26.1339 | 8.4935 | 36.5467 | 12.542 | 1.9061 | 3.3843
PA | INSIG | MUNICIPAL | SFS PETRE, JASON | PAG043917 | 001 | 1.0466 | 4.663% | 0.00080055 | 0.00083788 | 61.3968 | 10.2328 | 9.9727 | 150.411 | 25.0685 | 24.4312 | 127.2521 | 16.1001 | 13.3591 | 51.2067 | 10.2328 | 9.9727 | 130.6694 | 26.1121 | 25.4483 | 110.5502 | 16.7704 | 13.9152 | 51.2067 | 16.6437 | 28.6438 | 130.6694 | 42.4716 | 73.0934 | 110.5502 | 27.2771 | 39.9678
PA | INSIG | MUNICIPAL | SFS PETRONE LOT #16 | PAG043847 | 001 | 1.0188 | 1.878% | 0.00045034 | 0.0004588 | 24.8862 | 4.5843 | 9.9727 | 38.1041 | 7.0192 | 15.2695 | 26.6876 | 3.6052 | 9.1198 | 18.7031 | 4.5843 | 9.9727 | 26.1339 | 6.4056 | 13.9348 | 18.3038 | 3.2901 | 8.3227 | 18.7031 | 6.0785 | 26.1552 | 26.1339 | 8.4935 | 36.5467 | 18.3038 | 4.3625 | 21.8278
PA | INSIG | MUNICIPAL | SFS PETRONE LOT #7 | PAG043845 | 001 | 1.0878 | 8.781% | 0.00040027 | 0.00043542 | 24.5587 | 4.0931 | 9.9727 | 30.0822 | 5.0137 | 12.2156 | 15.406 | 1.7354 | 2.9589 | 19.7072 | 4.0931 | 9.9727 | 26.1339 | 5.4279 | 13.2248 | 13.3839 | 1.8788 | 3.2034 | 19.7072 | 6.4048 | 27.5594 | 26.1339 | 8.4935 | 36.5467 | 13.3839 | 2.9399 | 8.8525
PA | INSIG | MUNICIPAL | SFS PETRONE LOT #9 | PAG043846 | 001 | 1.0878 | 8.781% | 0.00045034 | 0.00048989 | 24.8862 | 4.5843 | 9.9727 | 38.1041 | 7.0192 | 15.2695 | 17.982 | 1.5367 | 1.4966 | 17.5162 | 4.5843 | 9.9727 | 26.1339 | 6.8397 | 14.8791 | 12.333 | 1.4974 | 1.4584 | 17.5162 | 5.6927 | 24.4954 | 26.1339 | 8.4935 | 36.5467 | 12.333 | 1.8595 | 3.5821
PA | INSIG | MUNICIPAL | SFS PLANK, ROBERT | PA0261611 | 001 | 1.0294 | 2.943% | 0.00040022 | 0.000412 | 24.9197 | 3.9872 | 0 | 30.5244 | 4.8839 | 0 | 19.7418 | 3.4813 | 0 | 21.1338 | 3.9872 | 0 | 26.5179 | 5.0029 | 0 | 17.1506 | 3.5662 | 0 | 21.1338 | 6.5943 | 29.1264 | 26.5179 | 8.2742 | 36.5467 | 17.1506 | 5.898 | 18.1444
PA | INSIG | MUNICIPAL | SFS PLAYFUL PUPS RETREAT | PA0261441 | 001 | 1.0784 | 7.837% | 0.00024013 | 0.00025895 | 24.9197 | 3.9872 | 29.918 | 18.3146 | 2.9303 | 21.9881 | 11.2219 | 1.2712 | 5.3863 | 16.8123 | 3.9872 | 23.1705 | 13.2589 | 3.1445 | 18.2734 | 8.1241 | 1.3641 | 4.4763 | 16.8123 | 5.2458 | 23.1705 | 13.2589 | 4.1371 | 18.2734 | 8.1241 | 1.7947 | 4.4763
PA | INSIG | MUNICIPAL | SFS POINT UMC PARSONAGE | PAG043553 | 001 | 1.0356 | 3.558% | 0.00040027 | 0.00041451 | 24.5587 | 4.0931 | 9.9727 | 30.0822 | 5.0137 | 12.2156 | 14.4369 | 1.1252 | 1.1312 | 20.7013 | 4.0931 | 9.9727 | 26.1339 | 5.1673 | 12.5898 | 12.542 | 1.1596 | 1.1658 | 20.7013 | 6.7279 | 28.9495 | 26.1339 | 8.4935 | 36.5467 | 12.542 | 1.9061 | 3.3843
PA | INSIG | MUNICIPAL | SFS REICHENBACH, SCOTT | PAG043914 | 001 | 1.0388 | 3.877% | 0.00040027 | 0.00041579 | 24.5587 | 4.0931 | 9.9727 | 30.0822 | 5.0137 | 12.2156 | 21.3563 | 2.1135 | 2.7175 | 20.6376 | 4.0931 | 9.9727 | 26.1339 | 5.1832 | 12.6286 | 18.5533 | 2.1849 | 2.8094 | 20.6376 | 6.7072 | 28.8605 | 26.1339 | 8.4935 | 36.5467 | 18.5533 | 3.5803 | 8.1302
PA | INSIG | MUNICIPAL | SFS RHODES, ROBERT | PAG043712 | 001 | 1.0689 | 6.893% | 0.00040027 | 0.00042787 | 24.5587 | 4.0931 | 9.9727 | 30.0822 | 5.0137 | 12.2156 | 17.8491 | 1.9737 | 2.2909 | 20.0553 | 4.0931 | 9.9727 | 26.1339 | 5.3337 | 12.9953 | 15.5064 | 2.0997 | 2.4371 | 20.0553 | 6.518 | 28.0462 | 26.1339 | 8.4935 | 36.5467 | 15.5064 | 3.3436 | 6.8538
PA | INSIG | MUNICIPAL | SFS RIGHTENOUR, NINA | PAG043668 | 001 | 1.0461 | 4.605% | 0.00040027 | 0.00041871 | 24.5587 | 4.0931 | 9.9727 | 30.0822 | 5.0137 | 12.2156 | 21.38 | 2.2177 | 3.2144 | 20.494 | 4.0931 | 9.9727 | 26.1339 | 5.2195 | 12.7171 | 18.5738 | 2.3087 | 3.3464 | 20.494 | 6.6605 | 28.6597 | 26.1339 | 8.4935 | 36.5467 | 18.5738 | 3.7568 | 9.6169
PA | INSIG | MUNICIPAL | SFS ROLAND, CRAIG | PAG043715 | 001 | 1.0988 | 9.88% | 0.00040027 | 0.00043982 | 24.5587 | 4.0931 | 9.9727 | 30.0822 | 5.0137 | 12.2156 | 19.7591 | 2.2771 | 3.0621 | 19.5101 | 4.0931 | 9.9727 | 26.1339 | 5.4828 | 13.3585 | 17.1657 | 2.4901 | 3.3486 | 19.5101 | 6.3408 | 27.2837 | 26.1339 | 8.4935 | 36.5467 | 17.1657 | 3.8575 | 9.1612
PA | INSIG | MUNICIPAL | SFS ROSE, CAROL | PA0088641 | 001 | 1.0356 | 3.558% | 0.00040022 | 0.00041446 | 24.9197 | 3.9872 | 0 | 30.5244 | 4.8839 | 0 | 11.687 | 0.32487 | 0 | 21.0083 | 3.9872 | 0 | 26.5179 | 5.0328 | 0 | 10.153 | 0.33477 | 0 | 21.0083 | 6.5551 | 28.9535 | 26.5179 | 8.2742 | 36.5467 | 10.153 | 0.55039 | 0.45221
PA | INSIG | MUNICIPAL | SFS ROSS & WOLFE | PAG043625 | 001 | 1.0878 | 8.781% | 0.00040027 | 0.00043542 | 24.5587 | 4.0931 | 9.9727 | 30.0822 | 5.0137 | 12.2156 | 14.536 | 1.7354 | 2.9589 | 19.7072 | 4.0931 | 9.9727 | 26.1339 | 5.4279 | 13.2248 | 12.6282 | 1.8788 | 3.2034 | 19.7072 | 6.4048 | 27.5594 | 26.1339 | 8.4935 | 36.5467 | 12.6282 | 2.9399 | 8.8525
PA | INSIG | MUNICIPAL | SFS ROTHENHOEFER JESSE | PAG043597 | 001 | 1.0356 | 3.558% | 0.00040027 | 0.00041451 | 24.5587 | 4.0931 | 9.9727 | 30.0822 | 5.0137 | 12.2156 | 16.1399 | 1.1444 | 1.0879 | 20.7013 | 4.0931 | 9.9727 | 26.1339 | 5.1673 | 12.5898 | 14.0215 | 1.1795 | 1.1212 | 20.7013 | 6.7279 | 28.9495 | 26.1339 | 8.4935 | 36.5467 | 14.0215 | 1.9387 | 3.2547
PA | INSIG | MUNICIPAL | SFS ROUSH, RICHARD & CARRIE | PAG043866 | 001 | 1.0214 | 2.139% | 0.00040027 | 0.00040884 | 24.5587 | 4.0931 | 9.9727 | 30.0822 | 5.0137 | 12.2156 | 20.6852 | 2.4306 | 3.5951 | 20.9887 | 4.0931 | 9.9727 | 26.1339 | 5.0965 | 12.4174 | 17.9703 | 2.4707 | 3.6545 | 20.9887 | 6.8213 | 29.3515 | 26.1339 | 8.4935 | 36.5467 | 17.9703 | 4.1175 | 10.7559
PA | INSIG | MUNICIPAL | SFS RUNYON, RICHARD | PAG043843 | 001 | 1.0375 | 3.75% | 0.00040027 | 0.00041528 | 24.5587 | 4.0931 | 9.9727 | 30.0822 | 5.0137 | 12.2156 | 23.1577 | 2.2478 | 3.4644 | 20.6629 | 4.0931 | 9.9727 | 26.1339 | 5.1769 | 12.6132 | 20.1182 | 2.3209 | 3.5772 | 20.6629 | 6.7154 | 28.8958 | 26.1339 | 8.4935 | 36.5467 | 20.1182 | 3.8079 | 10.3648
PA | INSIG | MUNICIPAL | SFS SAUDER JASON RES | PA0248045 | 001 | 1.0784 | 7.837% | 0.00040022 | 0.00043158 | 24.9197 | 3.9872 | 9.9727 | 30.5244 | 4.8839 | 12.2156 | 22.818 | 2.3312 | 3.9124 | 20.1747 | 3.9872 | 9.9727 | 26.5179 | 5.2408 | 13.1082 | 19.823 | 2.5015 | 4.1983 | 20.1747 | 6.295 | 27.8046 | 26.5179 | 8.2742 | 36.5467 | 19.823 | 3.9494 | 11.7051
PA | INSIG | MUNICIPAL | SFS SAXTON JEHOVAHS WITNESSE | PAG043849 | 001 | 1.0356 | 3.558% | 0.00040027 | 0.00041451 | 24.5587 | 4.0931 | 9.9727 | 30.0822 | 5.0137 | 12.2156 | 18.3321 | 0.99987 | 1.0862 | 20.7013 | 4.0931 | 9.9727 | 26.1339 | 5.1673 | 12.5898 | 15.926 | 1.0305 | 1.1195 | 20.7013 | 6.7279 | 28.9495 | 26.1339 | 8.4935 | 36.5467 | 15.926 | 1.6938 | 3.2498
PA | INSIG | MUNICIPAL | SFS SCHAEFER, JAN | PAG043602 | 001 | 1.0787 | 7.866% | 0.00040027 | 0.00043176 | 24.5587 | 4.0931 | 9.9727 | 30.0822 | 5.0137 | 12.2156 | 18.6228 | 1.5871 | 0.99477 | 19.8744 | 4.0931 | 9.9727 | 26.1339 | 5.3823 | 13.1136 | 16.1785 | 1.7038 | 1.0679 | 19.8744 | 6.4592 | 27.7932 | 26.1339 | 8.4935 | 36.5467 | 16.1785 | 2.6886 | 2.9761
PA | INSIG | MUNICIPAL | SFS SCHLUSSER BANQUET HALL STP | PAG043724 | 001 | 1.0787 | 7.866% | 0.0020014 | 0.0021588 | 24.5587 | 4.0931 | 9.9727 | 150.411 | 25.0685 | 61.0781 | 91.4906 | 6.7516 | 4.2271 | 19.8744 | 4.0931 | 9.9727 | 130.6694 | 26.9113 | 65.5679 | 79.4824 | 7.2479 | 4.5379 | 19.8744 | 6.4592 | 27.7932 | 130.6694 | 42.4674 | 182.7336 | 79.4824 | 11.4376 | 12.6467
PA | INSIG | MUNICIPAL | SFS SCHROEDER, ROBERT | PA0080926 | 001 | 1.0784 | 7.837% | 0.00040022 | 0.00043158 | 24.9197 | 3.9872 | 0 | 30.5244 | 4.8839 | 0 | 17.1586 | 2.7252 | 0 | 20.1747 | 3.9872 | 0 | 26.5179 | 5.2408 | 0 | 14.9064 | 2.9243 | 0 | 20.1747 | 6.295 | 27.8046 | 26.5179 | 8.2742 | 36.5467 | 14.9064 | 4.6169 | 14.1352
PA | INSIG | MUNICIPAL | SFS SHEETS, STEVE & CYNTHIA | PA0261319 | 001 | 1.0294 | 2.943% | 0.00040022 | 0.000412 | 24.9197 | 3.9872 | 29.918 | 30.5244 | 4.8839 | 36.6468 | 19.5808 | 0.92073 | 2.2517 | 21.1338 | 3.9872 | 29.1264 | 26.5179 | 5.0029 | 36.5467 | 17.0106 | 0.94317 | 2.2456 | 21.1338 | 6.5943 | 29.1264 | 26.5179 | 8.2742 | 36.5467 | 17.0106 | 1.5599 | 2.2456
PA | INSIG | MUNICIPAL | SFS SHORT, BARTON | PAG043893 | 001 | 1.0784 | 7.837% | 0.00040027 | 0.00043164 | 24.5587 | 4.0931 | 9.9727 | 30.0822 | 5.0137 | 12.2156 | 19.0336 | 2.8168 | 5.0373 | 19.8799 | 4.0931 | 9.9727 | 26.1339 | 5.3808 | 13.11 | 16.5355 | 3.023 | 5.4061 | 19.8799 | 6.4609 | 27.8008 | 26.1339 | 8.4935 | 36.5467 | 16.5355 | 4.7718 | 15.0707
PA | INSIG | MUNICIPAL | SFS SHULL, KENNETH | PAG043511 | 001 | 1.0787 | 7.866% | 0.00040027 | 0.00043176 | 24.5587 | 4.0931 | 9.9727 | 30.0822 | 5.0137 | 12.2156 | 19.6193 | 1.3503 | 0.84543 | 19.8744 | 4.0931 | 9.9727 | 26.1339 | 5.3823 | 13.1136 | 17.0442 | 1.4496 | 0.90757 | 19.8744 | 6.4592 | 27.7932 | 26.1339 | 8.4935 | 36.5467 | 17.0442 | 2.2875 | 2.5293
PA | INSIG | MUNICIPAL | SFS SMITH, RICHARD | PAG043892 | 001 | 1.0461 | 4.605% | 0.00040027 | 0.00041871 | 24.5587 | 4.0931 | 9.9727 | 30.0822 | 5.0137 | 12.2156 | 20.1526 | 2.2177 | 3.2144 | 20.494 | 4.0931 | 9.9727 | 26.1339 | 5.2195 | 12.7171 | 17.5075 | 2.3087 | 3.3464 | 20.494 | 6.6605 | 28.6597 | 26.1339 | 8.4935 | 36.5467 | 17.5075 | 3.7568 | 9.6169
PA | INSIG | MUNICIPAL | SFS SMITH, SAMUEL J | PA0261742 | 001 | 1.0466 | 4.663% | 0.00050027 | 0.0005236 | 24.9197 | 3.9872 | 29.918 | 38.1555 | 6.1049 | 45.8086 | 26.2906 | 1.8919 | 8.1031 | 20.7865 | 3.9872 | 28.6477 | 33.1473 | 6.3582 | 45.6834 | 22.8398 | 1.9704 | 8.0809 | 20.7865 | 6.4859 | 28.6477 | 33.1473 | 10.3428 | 45.6834 | 22.8398 | 3.2053 | 8.0809
PA | INSIG | MUNICIPAL | SFS SMITH, WADE | PAG043616 | 001 | 1.1122 | 11.22% | 0.00040027 | 0.00044517 | 24.5587 | 4.0931 | 9.9727 | 30.0822 | 5.0137 | 12.2156 | 17.7486 | 0.96515 | 0.82309 | 19.2755 | 4.0931 | 9.9727 | 26.1339 | 5.5495 | 13.521 | 15.4191 | 1.0683 | 0.91104 | 19.2755 | 6.2645 | 26.9557 | 26.1339 | 8.4935 | 36.5467 | 15.4191 | 1.635 | 2.4625
PA | INSIG | MUNICIPAL | SFS SMUCKER, JACOB & BARBARA | PAG043611 | 001 | 1.0648 | 6.482% | 0.00040027 | 0.00042622 | 24.5587 | 4.0931 | 9.9727 | 30.0822 | 5.0137 | 12.2156 | 16.8847 | 2.035 | 3.086 | 20.1328 | 4.0931 | 9.9727 | 26.1339 | 5.3132 | 12.9453 | 14.6686 | 2.1565 | 3.2703 | 20.1328 | 6.5431 | 28.1546 | 26.1339 | 8.4935 | 36.5467 | 14.6686 | 3.4474 | 9.2326
PA | INSIG | MUNICIPAL | SFS SNYDER ANDREW | PAG043708 | 001 | 1.0466 | 4.663% | 0.00040027 | 0.00041894 | 24.5587 | 4.0931 | 9.9727 | 30.0822 | 5.0137 | 12.2156 | 20.7958 | 1.7926 | 2.0002 | 20.4827 | 4.0931 | 9.9727 | 26.1339 | 5.2224 | 12.7242 | 18.0664 | 1.8672 | 2.0834 | 20.4827 | 6.6568 | 28.6438 | 26.1339 | 8.4935 | 36.5467 | 18.0664 | 3.0368 | 5.9841
PA | INSIG | MUNICIPAL | SFS SNYDER, RUSSELL | PAG043506 | 001 | 1.0388 | 3.877% | 0.00040027 | 0.00041579 | 24.5587 | 4.0931 | 9.9727 | 30.0822 | 5.0137 | 12.2156 | 24.8181 | 2.3421 | 3.6019 | 20.6376 | 4.0931 | 9.9727 | 26.1339 | 5.1832 | 12.6286 | 21.5607 | 2.4213 | 3.7236 | 20.6376 | 6.7072 | 28.8605 | 26.1339 | 8.4935 | 36.5467 | 21.5607 | 3.9677 | 10.7761
PA | INSIG | MUNICIPAL | SFS SNYDER, SHAWN | PAG043700 | 001 | 1.0689 | 6.893% | 0.00050041 | 0.00053491 | 16.3725 | 2.7287 | 9.9727 | 30.0822 | 5.0137 | 18.3234 | 5.437 | 0.079601 | 0.056099 | 16.0421 | 2.7287 | 9.9727 | 26.1339 | 4.4454 | 16.2464 | 4.7234 | 0.070578 | 0.04974 | 16.0421 | 5.2136 | 22.4339 | 26.1339 | 8.4935 | 36.5467 | 4.7234 | 0.13485 | 0.11189
PA | INSIG | MUNICIPAL | SFS SOLIDAY, FREDRICK | PA0259934 | 001 | 1.026 | 2.596% | 0.00040022 | 0.00041061 | 24.9197 | 3.9872 | 9.9727 | 30.5244 | 4.8839 | 12.2156 | 20.4855 | 1.1882 | 1.864 | 21.2052 | 3.9872 | 9.9727 | 26.5179 | 4.9861 | 12.4712 | 17.7966 | 1.2131 | 1.903 | 21.2052 | 6.6165 | 29.2249 | 26.5179 | 8.2742 | 36.5467 | 17.7966 | 2.013 | 5.5769
PA | INSIG | MUNICIPAL | SFS SONSHINE MINISTRIES | PAG043862 | 001 | 1.0689 | 6.893% | 0.00040027 | 0.00042787 | 24.5587 | 4.0931 | 9.9727 | 30.0822 | 5.0137 | 12.2156 | 16.5898 | 1.9182 | 2.5277 | 20.0553 | 4.0931 | 9.9727 | 26.1339 | 5.3337 | 12.9953 | 14.4123 | 2.0407 | 2.6891 | 20.0553 | 6.518 | 28.0462 | 26.1339 | 8.4935 | 36.5467 | 14.4123 | 3.2496 | 7.5624
PA | INSIG | MUNICIPAL | SFS SPRUNG, JOHN W | PAG043598 | 001 | 1.0356 | 3.558% | 0.00040027 | 0.00041451 | 24.5587 | 4.0931 | 9.9727 | 30.0822 | 5.0137 | 12.2156 | 17.2512 | 1.0867 | 1.1926 | 20.7013 | 4.0931 | 9.9727 | 26.1339 | 5.1673 | 12.5898 | 14.987 | 1.12 | 1.2291 | 20.7013 | 6.7279 | 28.9495 | 26.1339 | 8.4935 | 36.5467 | 14.987 | 1.841 | 3.5679
PA | INSIG | MUNICIPAL | SFS STEWART, THOMAS | PA0260754 | 001 | 1.0461 | 4.605% | 0.00040022 | 0.00041865 | 24.9197 | 3.9872 | 29.918 | 30.5244 | 4.8839 | 36.6468 | 20.8178 | 2.1602 | 9.6433 | 20.798 | 3.9872 | 28.6636 | 26.5179 | 5.0837 | 36.5467 | 18.0853 | 2.2486 | 9.6169 | 20.798 | 6.4895 | 28.6636 | 26.5179 | 8.2742 | 36.5467 | 18.0853 | 3.6599 | 9.6169
PA | INSIG | MUNICIPAL | SFS STILLWELL, GARY AND CHRISTINE | PAG043721 | 001 | 1.0356 | 3.558% | 0.00040027 | 0.00041451 | 24.5587 | 4.0931 | 9.9727 | 30.0822 | 5.0137 | 12.2156 | 17.3825 | 1.1444 | 1.0879 | 20.7013 | 4.0931 | 9.9727 | 26.1339 | 5.1673 | 12.5898 | 15.101 | 1.1795 | 1.1212 | 20.7013 | 6.7279 | 28.9495 | 26.1339 | 8.4935 | 36.5467 | 15.101 | 1.9387 | 3.2547
PA | INSIG | MUNICIPAL | SFS STOLTZFUS EMANUEL | PAG043713 | 001 | 1.0306 | 3.06% | 0.00040027 | 0.00041252 | 24.5587 | 4.0931 | 9.9727 | 30.0822 | 5.0137 | 12.2156 | 20.4155 | 2.0481 | 2.4779 | 20.8012 | 4.0931 | 9.9727 | 26.1339 | 5.1425 | 12.5293 | 17.7359 | 2.1007 | 2.5415 | 20.8012 | 6.7604 | 29.0893 | 26.1339 | 8.4935 | 36.5467 | 17.7359 | 3.4695 | 7.4133
PA | INSIG | MUNICIPAL | SFS STORY, DONALD | PAG043638 | 001 | 1.0375 | 3.75% | 0.00040027 | 0.00041528 | 24.5587 | 4.0931 | 9.9727 | 30.0822 | 5.0137 | 12.2156 | 17.5628 | 1.8896 | 3.3461 | 20.6629 | 4.0931 | 9.9727 | 26.1339 | 5.1769 | 12.6132 | 15.2576 | 1.9511 | 3.455 | 20.6629 | 6.7154 | 28.8958 | 26.1339 | 8.4935 | 36.5467 | 15.2576 | 3.2012 | 10.0108
PA | INSIG | MUNICIPAL | SFS STUP, DAVID & PENNY | PA0247405 | 001 | 1.0356 | 3.558% | 0.00040022 | 0.00041446 | 24.9197 | 3.9872 | 29.918 | 30.5244 | 4.8839 | 36.6468 | 18.3039 | 2.2515 | 14.2163 | 21.0083 | 3.9872 | 28.9535 | 26.5179 | 5.0328 | 36.5467 | 15.9014 | 2.3201 | 14.1774 | 21.0083 | 6.5551 | 28.9535 | 26.5179 | 8.2742 | 36.5467 | 15.9014 | 3.8144 | 14.1774
PA | INSIG | MUNICIPAL | SFS SUSQ RESOURCES GYM | PAG043570 | 001 | 1.0784 | 7.837% | 0.0020014 | 0.0021582 | 24.5587 | 4.0931 | 9.9727 | 150.411 | 25.0685 | 61.0781 | 119.7578 | 7.6996 | 15.2089 | 19.8799 | 4.0931 | 9.9727 | 130.6694 | 26.9039 | 65.55 | 104.0395 | 8.2633 | 16.3224 | 19.8799 | 6.4609 | 27.8008 | 130.6694 | 42.4674 | 182.7336 | 104.0395 | 13.0435 | 45.5019
PA | INSIG | MUNICIPAL | SFS TEETER, CORRINA | PAG043913 | 001 | 1.0392 | 3.924% | 0.00040027 | 0.00041598 | 24.5587 | 4.0931 | 9.9727 | 30.0822 | 5.0137 | 12.2156 | 18.7311 | 2.6161 | 1.1315 | 20.6284 | 4.0931 | 9.9727 | 26.1339 | 5.1855 | 12.6343 | 16.2726 | 2.7058 | 1.1703 | 20.6284 | 6.7042 | 28.8475 | 26.1339 | 8.4935 | 36.5467 | 16.2726 | 4.4318 | 3.3853
PA | INSIG | MUNICIPAL | SFS THOMAS, DAVID | PAG043655 | 001 | 1.0328 | 3.284% | 0.00040027 | 0.00041342 | 24.5587 | 4.0931 | 9.9727 | 30.0822 | 5.0137 | 12.2156 | 21.3226 | 1.649 | 1.9835 | 20.7561 | 4.0931 | 9.9727 | 26.1339 | 5.1536 | 12.5565 | 18.524 | 1.695 | 2.0389 | 20.7561 | 6.7457 | 29.0262 | 26.1339 | 8.4935 | 36.5467 | 18.524 | 2.7935 | 5.9343
PA | INSIG | MUNICIPAL | SFS TODARO, ANTHONY & LORI | PA0261459 | 001 | 1.0461 | 4.605% | 0.00060033 | 0.00062797 | 24.9197 | 3.9872 | 0 | 45.7866 | 7.3259 | 0 | 31.3593 | 3.2404 | 0 | 20.798 | 3.9872 | 0 | 39.7768 | 7.6256 | 0 | 27.2432 | 3.3729 | 0 | 20.798 | 6.4895 | 28.6636 | 39.7768 | 12.4113 | 54.8201 | 27.2432 | 5.4898 | 14.4254
PA | INSIG | MUNICIPAL | SFS TONER, JOEL | PAG043541 | 001 | 1.0648 | 6.482% | 0.00040027 | 0.00042622 | 24.5587 | 4.0931 | 9.9727 | 30.0822 | 5.0137 | 12.2156 | 24.8836 | 1.9359 | 4.0381 | 20.1328 | 4.0931 | 9.9727 | 26.1339 | 5.3132 | 12.9453 | 21.6176 | 2.0516 | 4.2793 | 20.1328 | 6.5431 | 28.1546 | 26.1339 | 8.4935 | 36.5467 | 21.6176 | 3.2795 | 12.0811
PA | INSIG | MUNICIPAL | SFS WAGNER, WILLIAM A | PAG043621 | 001 | 1.0306 | 3.06% | 0.00040027 | 0.00041252 | 24.5587 | 4.0931 | 9.9727 | 30.0822 | 5.0137 | 12.2156 | 23.5753 | 2.397 | 3.7125 | 20.8012 | 4.0931 | 9.9727 | 26.1339 | 5.1425 | 12.5293 | 20.481 | 2.4586 | 3.8079 | 20.8012 | 6.7604 | 29.0893 | 26.1339 | 8.4935 | 36.5467 | 20.481 | 4.0607 | 11.1072
PA | INSIG | MUNICIPAL | SFS WALTER, PAMELA | PAG043643 | 001 | 1.0461 | 4.605% | 0.00040027 | 0.00041871 | 24.5587 | 4.0931 | 9.9727 | 30.0822 | 5.0137 | 12.2156 | 22.5075 | 2.2177 | 3.2144 | 20.494 | 4.0931 | 9.9727 | 26.1339 | 5.2195 | 12.7171 | 19.5534 | 2.3087 | 3.3464 | 20.494 | 6.6605 | 28.6597 | 26.1339 | 8.4935 | 36.5467 | 19.5534 | 3.7568 | 9.6169
PA | INSIG | MUNICIPAL | SFS WATKINS KATHRYN | PAG043652 | 001 | 1.0689 | 6.893% | 0.00040027 | 0.00042787 | 24.5587 | 4.0931 | 9.9727 | 30.0822 | 5.0137 | 12.2156 | 15.1467 | 2.0643 | 2.3775 | 20.0553 | 4.0931 | 9.9727 | 26.1339 | 5.3337 | 12.9953 | 13.1587 | 2.196 | 2.5292 | 20.0553 | 6.518 | 28.0462 | 26.1339 | 8.4935 | 36.5467 | 13.1587 | 3.497 | 7.1129
PA | INSIG | MUNICIPAL | SFS WEAVER JR, HAROLD & IRENE | PAG043707 | 001 | 1.0689 | 6.893% | 0.00040027 | 0.00042787 | 24.5587 | 4.0931 | 9.9727 | 30.0822 | 5.0137 | 12.2156 | 19.8774 | 1.9544 | 2.3139 | 20.0553 | 4.0931 | 9.9727 | 26.1339 | 5.3337 | 12.9953 | 17.2685 | 2.0792 | 2.4615 | 20.0553 | 6.518 | 28.0462 | 26.1339 | 8.4935 | 36.5467 | 17.2685 | 3.3109 | 6.9226
PA | INSIG | MUNICIPAL | SFS WEAVER, BARRY & TERESA | PAG043565 | 001 | 1.0306 | 3.06% | 0.00040027 | 0.00041252 | 24.5587 | 4.0931 | 9.9727 | 30.0822 | 5.0137 | 12.2156 | 23.5911 | 2.2755 | 3.4337 | 20.8012 | 4.0931 | 9.9727 | 26.1339 | 5.1425 | 12.5293 | 20.4947 | 2.3339 | 3.5218 | 20.8012 | 6.7604 | 29.0893 | 26.1339 | 8.4935 | 36.5467 | 20.4947 | 3.8548 | 10.2728
PA | INSIG | MUNICIPAL | SFS WEAVER, GUY & CAROL | PAG043519 | 001 | 1.0214 | 2.139% | 0.00040027 | 0.00040884 | 24.5587 | 4.0931 | 9.9727 | 30.0822 | 5.0137 | 12.2156 | 19.9882 | 2.045 | 3.6292 | 20.9887 | 4.0931 | 9.9727 | 26.1339 | 5.0965 | 12.4174 | 17.3647 | 2.0788 | 3.6891 | 20.9887 | 6.8213 | 29.3515 | 26.1339 | 8.4935 | 36.5467 | 17.3647 | 3.4644 | 10.8578
PA | INSIG | MUNICIPAL | SFS WEAVER, KEVIN | PAG043610 | 001 | 1.0691 | 6.913% | 0.00040027 | 0.00042795 | 24.5587 | 4.0931 | 9.9727 | 30.0822 | 5.0137 | 12.2156 | 20.6106 | 2.102 | 2.7258 | 20.0516 | 4.0931 | 9.9727 | 26.1339 | 5.3347 | 12.9977 | 17.9054 | 2.2366 | 2.9003 | 20.0516 | 6.5167 | 28.0409 | 26.1339 | 8.4935 | 36.5467 | 17.9054 | 3.5609 | 8.1551
PA | INSIG | MUNICIPAL | SFS WEICHT, ZANE | PAG043676 | 001 | 1.0356 | 3.558% | 0.00040027 | 0.00041451 | 24.5587 | 4.0931 | 9.9727 | 30.0822 | 5.0137 | 12.2156 | 11.7791 | 0.3335 | 0.15115 | 20.7013 | 4.0931 | 9.9727 | 26.1339 | 5.1673 | 12.5898 | 10.2331 | 0.34372 | 0.15578 | 20.7013 | 6.7279 | 28.9495 | 26.1339 | 8.4935 | 36.5467 | 10.2331 | 0.56497 | 0.45221
PA | INSIG | MUNICIPAL | SFS WEIMERT, FRED E | PAG043526 | 001 | 1.0461 | 4.605% | 0.00040027 | 0.00041871 | 24.5587 | 4.0931 | 9.9727 | 30.0822 | 5.0137 | 12.2156 | 20.5162 | 2.2177 | 3.2144 | 20.494 | 4.0931 | 9.9727 | 26.1339 | 5.2195 | 12.7171 | 17.8234 | 2.3087 | 3.3464 | 20.494 | 6.6605 | 28.6597 | 26.1339 | 8.4935 | 36.5467 | 17.8234 | 3.7568 | 9.6169
PA | INSIG | MUNICIPAL | SFS WENGER, ANGEL & RICHARD | PAG043877 | 001 | 1.0466 | 4.663% | 0.00040027 | 0.00041894 | 24.5587 | 4.0931 | 9.9727 | 30.0822 | 5.0137 | 12.2156 | 27.9349 | 2.6953 | 4.474 | 20.4827 | 4.0931 | 9.9727 | 26.1339 | 5.2224 | 12.7242 | 24.2684 | 2.8075 | 4.6603 | 20.4827 | 6.6568 | 28.6438 | 26.1339 | 8.4935 | 36.5467 | 24.2684 | 4.566 | 13.3855
PA | INSIG | MUNICIPAL | SFS WHITE, SEAN | PAG043584 | 001 | 1.0214 | 2.139% | 0.00040027 | 0.00040884 | 24.5587 | 4.0931 | 9.9727 | 30.0822 | 5.0137 | 12.2156 | 23.2212 | 2.0592 | 3.521 | 20.9887 | 4.0931 | 9.9727 | 26.1339 | 5.0965 | 12.4174 | 20.1734 | 2.0932 | 3.5792 | 20.9887 | 6.8213 | 29.3515 | 26.1339 | 8.4935 | 36.5467 | 20.1734 | 3.4884 | 10.5341
PA | INSIG | MUNICIPAL | SFS WILKINS, GARREN | PA0261289 | 001 | 1.0356 | 3.558% | 0.00040022 | 0.00041446 | 24.9197 | 3.9872 | 9.9727 | 30.5244 | 4.8839 | 12.2156 | 15.2175 | 1.0537 | 1.0098 | 21.0083 | 3.9872 | 9.9727 | 26.5179 | 5.0328 | 12.5881 | 13.2201 | 1.0858 | 1.0406 | 21.0083 | 6.5551 | 28.9535 | 26.5179 | 8.2742 | 36.5467 | 13.2201 | 1.7851 | 3.0212
PA | INSIG | MUNICIPAL | SFS YAUKEY WILLIAM | PAG043894 | 001 | 1.0466 | 4.663% | 0.00040027 | 0.00041894 | 24.5587 | 4.0931 | 9.9727 | 30.0822 | 5.0137 | 12.2156 | 28.3012 | 3.6842 | 7.0312 | 20.4827 | 4.0931 | 9.9727 | 26.1339 | 5.2224 | 12.7242 | 24.5867 | 3.8376 | 7.3239 | 20.4827 | 6.6568 | 28.6438 | 26.1339 | 8.4935 | 36.5467 | 24.5867 | 6.2413 | 21.0358
PA | INSIG | MUNICIPAL | SFS YODER, JANE | PAG043514 | 001 | 1.0356 | 3.558% | 0.00040027 | 0.00041451 | 24.5587 | 4.0931 | 9.9727 | 30.0822 | 5.0137 | 12.2156 | 17.4738 | 1.1444 | 1.0879 | 20.7013 | 4.0931 | 9.9727 | 26.1339 | 5.1673 | 12.5898 | 15.1803 | 1.1795 | 1.1212 | 20.7013 | 6.7279 | 28.9495 | 26.1339 | 8.4935 | 36.5467 | 15.1803 | 1.9387 | 3.2547
PA | INSIG | MUNICIPAL | SFS YOHE, BETH | PA0085910 | 001 | 1.0784 | 7.837% | 0.00040022 | 0.00043158 | 24.9197 | 3.9872 | 0 | 30.5244 | 4.8839 | 0 | 21.3019 | 2.3312 | 0 | 20.1747 | 3.9872 | 0 | 26.5179 | 5.2408 | 0 | 18.5059 | 2.5015 | 0 | 20.1747 | 6.295 | 27.8046 | 26.5179 | 8.2742 | 36.5467 | 18.5059 | 3.9494 | 11.7051
PA | INSIG | MUNICIPAL | SFS YOUNG, TERSA | PAG043840 | 001 | 1.0534 | 5.342% | 0.00040027 | 0.00042165 | 24.5587 | 4.0931 | 9.9727 | 30.0822 | 5.0137 | 12.2156 | 14.3465 | 1.7976 | 2.0243 | 20.3507 | 4.0931 | 9.9727 | 26.1339 | 5.2563 | 12.8067 | 12.4635 | 1.8846 | 2.1222 | 20.3507 | 6.614 | 28.4593 | 26.1339 | 8.4935 | 36.5467 | 12.4635 | 3.0452 | 6.0562
PA | INSIG | MUNICIPAL | SFS ZIMMERMAN, BRIAN | PAG043916 | 001 | 1.0466 | 4.663% | 0.00040877 | 0.00042783 | 24.5587 | 4.0931 | 9.9727 | 30.0822 | 5.0137 | 12.2156 | 19.9862 | 1.7926 | 2.0002 | 20.0571 | 4.0931 | 9.9727 | 26.1339 | 5.3332 | 12.9942 | 17.363 | 1.9068 | 2.1276 | 20.0571 | 6.5185 | 28.0487 | 26.1339 | 8.4935 | 36.5467 | 17.363 | 3.0368 | 5.9841
PA | INSIG | MUNICIPAL | SFS ZIMMERMAN, JOHN & MILDRED | PAG043568 | 001 | 1.0787 | 7.866% | 0.00040027 | 0.00043176 | 24.5587 | 4.0931 | 9.9727 | 30.0822 | 5.0137 | 12.2156 | 20.5751 | 1.9114 | 3.1302 | 19.8744 | 4.0931 | 9.9727 | 26.1339 | 5.3823 | 13.1136 | 17.8746 | 2.052 | 3.3603 | 19.8744 | 6.4592 | 27.7932 | 26.1339 | 8.4935 | 36.5467 | 17.8746 | 3.2381 | 9.365
PA | INSIG | MUNICIPAL | SFS ZOOK, JOHN | PAG043607 | 001 | 1.1057 | 10.57% | 0.00040027 | 0.00044256 | 24.5587 | 4.0931 | 9.9727 | 30.0822 | 5.0137 | 12.2156 | 18.1577 | 2.0782 | 2.4887 | 19.3892 | 4.0931 | 9.9727 | 26.1339 | 5.5169 | 13.4417 | 15.7745 | 2.2868 | 2.7385 | 19.3892 | 6.3015 | 27.1147 | 26.1339 | 8.4935 | 36.5467 | 15.7745 | 3.5206 | 7.4457
PA | INSIG | MUNICIPAL | SFS ANGELO, JAMES & BARBARA | PA0248568 | 001 | 1.1122 | 11.22% | 0.00040022 | 0.00044511 | 24.9197 | 3.9872 | 9.9727 | 30.5244 | 4.8839 | 12.2156 | 20.8301 | 1.8124 | 2.6174 | 19.5614 | 3.9872 | 9.9727 | 26.5179 | 5.4051 | 13.5192 | 18.096 | 2.0058 | 2.8967 | 19.5614 | 6.1036 | 26.9594 | 26.5179 | 8.2742 | 36.5467 | 18.096 | 3.0705 | 7.8307
PA | INSIG | MUNICIPAL | SFS BERMUDIAN CHURCH OF THE BRETHREN | PAG043876 | 001 | 1.0648 | 6.482% | 0.00050041 | 0.00053285 | 25.1045 | 4.366 | 9.9727 | 46.126 | 8.0219 | 18.3234 | 29.284 | 1.4837 | 1.0158 | 16.1041 | 4.366 | 9.9727 | 26.1339 | 7.0852 | 16.1838 | 16.5916 | 1.3104 | 0.89715 | 16.1041 | 5.2338 | 22.5206 | 26.1339 | 8.4935 | 36.5467 | 16.5916 | 1.5709 | 2.026
PA | INSIG | MUNICIPAL | SFS BRIGHT HOPE FELLOWSHIP BIC CHURCH | PAG043891 | 001 | 1.0388 | 3.877% | 0.00060055 | 0.00062383 | 24.5587 | 4.0931 | 9.9727 | 60.1644 | 10.0274 | 24.4312 | 40.2236 | 4.7153 | 6.3829 | 13.7553 | 4.0931 | 9.9727 | 26.1339 | 7.7766 | 18.9473 | 17.4721 | 3.6569 | 4.9501 | 13.7553 | 4.4704 | 19.2359 | 26.1339 | 8.4935 | 36.5467 | 17.4721 | 3.994 | 9.5481
PA | INSIG | MUNICIPAL | SFS BROAD TOP TWP MULTIPLE RESIDENCES | PAG043589 | 001 | 1.0356 | 3.558% | 0.00040027 | 0.00041451 | 24.5587 | 4.0931 | 9.9727 | 30.0822 | 5.0137 | 12.2156 | 14.9431 | 1.1252 | 1.1312 | 20.7013 | 4.0931 | 9.9727 | 26.1339 | 5.1673 | 12.5898 | 12.9818 | 1.1596 | 1.1658 | 20.7013 | 6.7279 | 28.9495 | 26.1339 | 8.4935 | 36.5467 | 12.9818 | 1.9061 | 3.3843
PA | INSIG | MUNICIPAL | SFS COLUMBIA GAS STP | PAG043888 | 001 | 1.0294 | 2.943% | 0.00060055 | 0.00061822 | 24.5587 | 4.0931 | 9.9727 | 60.1644 | 10.0274 | 24.4312 | 41.1054 | 1.8904 | 1.5012 | 13.8801 | 4.0931 | 9.9727 | 26.1339 | 7.7067 | 18.7769 | 17.8552 | 1.4529 | 1.1537 | 13.8801 | 4.511 | 19.4105 | 26.1339 | 8.4935 | 36.5467 | 17.8552 | 1.6012 | 2.2456
PA | INSIG | MUNICIPAL | SFS DAVIS, JEAN | PA0261696 | 001 | 1.027 | 2.705% | 0.00040022 | 0.00041104 | 24.9197 | 3.9872 | 0 | 30.5244 | 4.8839 | 0 | 26.1827 | 2.6367 | 0 | 21.1827 | 3.9872 | 0 | 26.5179 | 4.9914 | 0 | 22.746 | 2.6947 | 0 | 21.1827 | 6.6095 | 29.1939 | 26.5179 | 8.2742 | 36.5467 | 22.746 | 4.467 | 17.1149
PA | INSIG | MUNICIPAL | SFS DIVELY, TROY & LISA | PAG043883 | 001 | 1.0356 | 3.558% | 0.00040027 | 0.00041451 | 24.5587 | 4.0931 | 9.9727 | 30.0822 | 5.0137 | 12.2156 | 22.4128 | 2.1487 | 1.3205 | 20.7013 | 4.0931 | 9.9727 | 26.1339 | 5.1673 | 12.5898 | 19.4711 | 2.2145 | 1.3609 | 20.7013 | 6.7279 | 28.9495 | 26.1339 | 8.4935 | 36.5467 | 19.4711 | 3.64 | 3.9506
PA | INSIG | MUNICIPAL | SFS KENNER, ROBERT/KEHOE,ALLISON | PAG043873 | 001 | 1.0392 | 3.924% | 0.00040027 | 0.00041598 | 24.5587 | 4.0931 | 9.9727 | 30.0822 | 5.0137 | 12.2156 | 19.7738 | 2.6161 | 1.1315 | 20.6284 | 4.0931 | 9.9727 | 26.1339 | 5.1855 | 12.6343 | 17.1784 | 2.7058 | 1.1703 | 20.6284 | 6.7042 | 28.8475 | 26.1339 | 8.4935 | 36.5467 | 17.1784 | 4.4318 | 3.3853
PA | INSIG | MUNICIPAL | SFS MULCAHY, MICHAEL | PA0247950 | 001 | 1.0648 | 6.482% | 0.00040022 | 0.00042616 | 24.5587 | 4.0931 | 9.9727 | 30.0822 | 5.0137 | 12.2156 | 25.3191 | 2.4705 | 3.6961 | 20.1356 | 4.0931 | 9.9727 | 26.1339 | 5.3124 | 12.9435 | 21.9959 | 2.6177 | 3.9163 | 20.1356 | 6.544 | 28.1584 | 26.1339 | 8.4935 | 36.5467 | 21.9959 | 4.1851 | 11.058
PA | INSIG | MUNICIPAL | SFS R. H. KREISER CONSTRUCTION | PAG043884 | 001 | 1.0388 | 3.877% | 0.00040027 | 0.00041579 | 24.5587 | 4.0931 | 9.9727 | 30.0822 | 5.0137 | 12.2156 | 20.1118 | 2.3577 | 3.1914 | 20.6376 | 4.0931 | 9.9727 | 26.1339 | 5.1832 | 12.6286 | 17.4721 | 2.4374 | 3.2993 | 20.6376 | 6.7072 | 28.8605 | 26.1339 | 8.4935 | 36.5467 | 17.4721 | 3.994 | 9.5481
PA | INSIG | MUNICIPAL | SFS SCHOTT, BETHANNE | PA0260908 | 001 | 1.0648 | 6.482% | 0.00040022 | 0.00042616 | 24.9197 | 3.9872 | 29.918 | 30.5244 | 4.8839 | 36.6468 | 24.6191 | 2.3334 | 17.4674 | 20.4314 | 3.9872 | 28.1584 | 26.5179 | 5.1749 | 36.5467 | 21.3877 | 2.4724 | 17.4197 | 20.4314 | 6.3751 | 28.1584 | 26.5179 | 8.2742 | 36.5467 | 21.3877 | 3.9531 | 17.4197
PA | INSIG | MUNICIPAL | SFS SHAWNEE VALLEY AMBUL SVC | PAG043850 | 001 | 1.0356 | 3.558% | 0.00040027 | 0.00041451 | 24.5587 | 4.0931 | 9.9727 | 30.0822 | 5.0137 | 12.2156 | 11.6899 | 0.3335 | 0.15115 | 20.7013 | 4.0931 | 9.9727 | 26.1339 | 5.1673 | 12.5898 | 10.1556 | 0.34372 | 0.15578 | 20.7013 | 6.7279 | 28.9495 | 26.1339 | 8.4935 | 36.5467 | 10.1556 | 0.56497 | 0.45221
PA | INSIG | MUNICIPAL | SFS STEWART, STANLEY & MARIE (3 UNITS) | PAG043885 | 001 | 1.0388 | 3.877% | 0.0012008 | 0.0012474 | 24.5587 | 4.0931 | 9.9727 | 90.2466 | 15.0411 | 36.6468 | 62.4159 | 6.3404 | 8.1525 | 24.5587 | 4.0931 | 9.9727 | 93.2978 | 15.5496 | 37.8859 | 64.5262 | 6.5548 | 8.4281 | 34.3957 | 11.1798 | 28.8605 | 130.6684 | 42.4716 | 109.6402 | 90.3722 | 17.9035 | 24.3906
PA | INSIG | MUNICIPAL | SFS WAGAMAN BRUCE | PAG043878 | 001 | 1.0648 | 6.482% | 0.00040027 | 0.00042622 | 24.5587 | 4.0931 | 9.9727 | 30.0822 | 5.0137 | 12.2156 | 16.663 | 0.92728 | 0.67717 | 20.1328 | 4.0931 | 9.9727 | 26.1339 | 5.3132 | 12.9453 | 14.476 | 0.98267 | 0.71762 | 20.1328 | 6.5431 | 28.1546 | 26.1339 | 8.4935 | 36.5467 | 14.476 | 1.5709 | 2.026
PA | INSIG | MUNICIPAL | SFS WEYANDT, CAROL | PAG043882 | 001 | 1.0392 | 3.924% | 0.00040027 | 0.00041598 | 24.5587 | 4.0931 | 9.9727 | 30.0822 | 5.0137 | 12.2156 | 21.221 | 2.6631 | 1.1594 | 20.6284 | 4.0931 | 9.9727 | 26.1339 | 5.1855 | 12.6343 | 18.4357 | 2.7544 | 1.1992 | 20.6284 | 6.7042 | 28.8475 | 26.1339 | 8.4935 | 36.5467 | 18.4357 | 4.5114 | 3.4688
PA | INSIG | MUNICIPAL | SFS WOLF,THOMAS AND RACHEL | PAG043871 | 001 | 1.0784 | 7.837% | 0.00040027 | 0.00043164 | 24.5587 | 4.0931 | 9.9727 | 30.0822 | 5.0137 | 12.2156 | 14.8388 | 2.7629 | 5.1087 | 19.8799 | 4.0931 | 9.9727 | 26.1339 | 5.3808 | 13.11 | 12.8912 | 2.9651 | 5.4828 | 19.8799 | 6.4609 | 27.8008 | 26.1339 | 8.4935 | 36.5467 | 12.8912 | 4.6804 | 15.2843
PA | INSIG | MUNICIPAL | SFS BOOP, JOHN | PAG043730 | 001 | 1.0878 | 8.781% | 0.00040027 | 0.00043542 | 24.5587 | 4.0931 | 9.9727 | 30.0822 | 5.0137 | 12.2156 | 8.2241 | 0.24933 | 0.17801 | 19.7072 | 4.0931 | 9.9727 | 26.1339 | 5.4279 | 13.2248 | 7.1447 | 0.26992 | 0.19271 | 19.7072 | 6.4048 | 27.5594 | 26.1339 | 8.4935 | 36.5467 | 7.1447 | 0.42237 | 0.53256
PA | INSIG | MUNICIPAL | SFS BROAD TOP TWP COLLEGE RES | PA0261475 | 001 | 1.0356 | 3.558% | 0.00060033 | 0.00062169 | 24.9197 | 3.9872 | 0 | 45.7866 | 7.3259 | 0 | 25.8987 | 1.4069 | 0 | 21.0083 | 3.9872 | 0 | 39.7768 | 7.5492 | 0 | 22.4994 | 1.4498 | 0 | 21.0083 | 6.5551 | 28.9535 | 39.7768 | 12.4113 | 54.8201 | 22.4994 | 2.3836 | 4.8807
PA | INSIG | MUNICIPAL | SFS BROAD TOP TWP MORROW RES | PA0261483 | 001 | 1.0356 | 3.558% | 0.0060033 | 0.0062169 | 24.9197 | 3.9872 | 0 | 457.866 | 73.2586 | 0 | 258.9875 | 14.0693 | 0 | 21.0083 | 3.9872 | 0 | 397.768 | 75.4923 | 0 | 224.9936 | 14.4983 | 0 | 21.0083 | 6.5551 | 28.9535 | 397.768 | 124.1133 | 548.2008 | 224.9936 | 23.8359 | 48.8072
PA | INSIG | MUNICIPAL | SFS CHRONISTER, STACY | PAG043510 | 001 | 1.0797 | 7.973% | 0.00040027 | 0.00043219 | 24.5587 | 4.0931 | 9.9727 | 30.0822 | 5.0137 | 12.2156 | 20.2734 | 1.7032 | 2.5099 | 19.8548 | 4.0931 | 9.9727 | 26.1339 | 5.3876 | 13.1265 | 17.6125 | 1.8302 | 2.697 | 19.8548 | 6.4528 | 27.7658 | 26.1339 | 8.4935 | 36.5467 | 17.6125 | 2.8853 | 7.5091
PA | INSIG | MUNICIPAL | SFS COLLINS, STEVE | PAG043704 | 001 | 1.0466 | 4.663% | 0.00040027 | 0.00041894 | 24.5587 | 4.0931 | 9.9727 | 30.0822 | 5.0137 | 12.2156 | 25.4504 | 3.22 | 6.6795 | 20.4827 | 4.0931 | 9.9727 | 26.1339 | 5.2224 | 12.7242 | 22.11 | 3.3541 | 6.9576 | 20.4827 | 6.6568 | 28.6438 | 26.1339 | 8.4935 | 36.5467 | 22.11 | 5.4549 | 19.9839
PA | INSIG | MUNICIPAL | SFS GETTLE, PAUL | PA0248452 | 001 | 1.0461 | 4.605% | 0.00050027 | 0.00052331 | 24.9197 | 3.9872 | 9.9727 | 38.1555 | 6.1049 | 15.2695 | 26.0222 | 2.7003 | 4.018 | 20.798 | 3.9872 | 9.9727 | 33.1473 | 6.3546 | 15.8942 | 22.6066 | 2.8108 | 4.1824 | 20.798 | 6.4895 | 28.6636 | 33.1473 | 10.3428 | 45.6834 | 22.6066 | 4.5748 | 12.0212
PA | INSIG | MUNICIPAL | SFS GREEGOR, MARJORIE | PA0261653 | 001 | 1.0461 | 4.605% | 0.00040022 | 0.00041865 | 24.9197 | 3.9872 | 0 | 30.5244 | 4.8839 | 0 | 22.8384 | 2.1602 | 0 | 20.798 | 3.9872 | 0 | 26.5179 | 5.0837 | 0 | 19.8407 | 2.2486 | 0 | 20.798 | 6.4895 | 28.6636 | 26.5179 | 8.2742 | 36.5467 | 19.8407 | 3.6599 | 9.6169
PA | INSIG | MUNICIPAL | SFS IMLER DANIEL | PAG043902 | 001 | 1.0356 | 3.558% | 0.00040027 | 0.00041451 | 24.5587 | 4.0931 | 9.9727 | 30.0822 | 5.0137 | 12.2156 | 15.5447 | 1.1444 | 1.0879 | 20.7013 | 4.0931 | 9.9727 | 26.1339 | 5.1673 | 12.5898 | 13.5045 | 1.1795 | 1.1212 | 20.7013 | 6.7279 | 28.9495 | 26.1339 | 8.4935 | 36.5467 | 13.5045 | 1.9387 | 3.2547
PA | INSIG | MUNICIPAL | SFS LESLIE MCKAY AND AMY THOMPSON | PA0260746 | 001 | 1.0356 | 3.558% | 0.00040022 | 0.00041446 | 24.9197 | 3.9872 | 0 | 30.5244 | 4.8839 | 0 | 12.6918 | 1.1148 | 0 | 21.0083 | 3.9872 | 0 | 26.5179 | 5.0328 | 0 | 11.026 | 1.1488 | 0 | 21.0083 | 6.5551 | 28.9535 | 26.5179 | 8.2742 | 36.5467 | 11.026 | 1.8886 | 3.2547
PA | INSIG | MUNICIPAL | SFS MACKO RANDY | PA0261394 | 001 | 1.0388 | 3.877% | 0.00050027 | 0.00051967 | 24.9197 | 3.9872 | 9.9727 | 38.1555 | 6.1049 | 15.2695 | 22.2821 | 2.5741 | 3.9957 | 20.9437 | 3.9872 | 9.9727 | 33.1473 | 6.3104 | 15.7836 | 19.3574 | 2.6607 | 4.1302 | 20.9437 | 6.5349 | 28.8645 | 33.1473 | 10.3428 | 45.6834 | 19.3574 | 4.3609 | 11.9543
PA | INSIG | MUNICIPAL | SFS OAKES JARED | PAG043901 | 001 | 1.0392 | 3.924% | 0.00040027 | 0.00041598 | 24.5587 | 4.0931 | 9.9727 | 30.0822 | 5.0137 | 12.2156 | 20.9634 | 2.6631 | 1.1594 | 20.6284 | 4.0931 | 9.9727 | 26.1339 | 5.1855 | 12.6343 | 18.2119 | 2.7544 | 1.1992 | 20.6284 | 6.7042 | 28.8475 | 26.1339 | 8.4935 | 36.5467 | 18.2119 | 4.5114 | 3.4688
PA | INSIG | MUNICIPAL | SFS PETRONE, RODGER | PA0247847 | 001 | 1.0648 | 6.482% | 0.00050027 | 0.0005327 | 24.9197 | 3.9872 | 29.918 | 38.1555 | 6.1049 | 45.8086 | 25.5594 | 2.4779 | 11.5724 | 20.4314 | 3.9872 | 28.1584 | 33.1473 | 6.4686 | 45.6834 | 22.2046 | 2.6255 | 11.5408 | 20.4314 | 6.3751 | 28.1584 | 33.1473 | 10.3428 | 45.6834 | 22.2046 | 4.198 | 11.5408
PA | INSIG | MUNICIPAL | SFS RIEHL, STEVE E. | PAG043727 | 001 | 1.0214 | 2.139% | 0.00040027 | 0.00040884 | 24.5587 | 4.0931 | 9.9727 | 30.0822 | 5.0137 | 12.2156 | 20.6852 | 2.4306 | 3.5951 | 20.9887 | 4.0931 | 9.9727 | 26.1339 | 5.0965 | 12.4174 | 17.9703 | 2.4707 | 3.6545 | 20.9887 | 6.8213 | 29.3515 | 26.1339 | 8.4935 | 36.5467 | 17.9703 | 4.1175 | 10.7559
PA | INSIG | MUNICIPAL | SFS SCHICKLING, ROBERT | PAG043688 | 001 | 1.0466 | 4.663% | 0.00040027 | 0.00041894 | 24.5587 | 4.0931 | 9.9727 | 30.0822 | 5.0137 | 12.2156 | 18.6766 | 1.9502 | 2.3722 | 20.4827 | 4.0931 | 9.9727 | 26.1339 | 5.2224 | 12.7242 | 16.2253 | 2.0314 | 2.471 | 20.4827 | 6.6568 | 28.6438 | 26.1339 | 8.4935 | 36.5467 | 16.2253 | 3.3038 | 7.0973
PA | INSIG | MUNICIPAL | SFS SENSENIG JASON | PAG043905 | 001 | 1.0392 | 3.924% | 0.00040027 | 0.00041598 | 24.5587 | 4.0931 | 9.9727 | 30.0822 | 5.0137 | 12.2156 | 19.7738 | 2.6161 | 1.1315 | 20.6284 | 4.0931 | 9.9727 | 26.1339 | 5.1855 | 12.6343 | 17.1784 | 2.7058 | 1.1703 | 20.6284 | 6.7042 | 28.8475 | 26.1339 | 8.4935 | 36.5467 | 17.1784 | 4.4318 | 3.3853
PA | INSIG | MUNICIPAL | SFS SENSENIG, JOHN AND ALTA | PAG043738 | 001 | 1.0214 | 2.139% | 0.00040027 | 0.00040884 | 24.5587 | 4.0931 | 9.9727 | 30.0822 | 5.0137 | 12.2156 | 20.6852 | 2.4306 | 3.5951 | 20.9887 | 4.0931 | 9.9727 | 26.1339 | 5.0965 | 12.4174 | 17.9703 | 2.4707 | 3.6545 | 20.9887 | 6.8213 | 29.3515 | 26.1339 | 8.4935 | 36.5467 | 17.9703 | 4.1175 | 10.7559
PA | INSIG | MUNICIPAL | SFS SWOGGER, CHAD | PAG043900 | 001 | 1.0392 | 3.924% | 0.00040027 | 0.00041598 | 24.5587 | 4.0931 | 9.9727 | 30.0822 | 5.0137 | 12.2156 | 19.7738 | 2.6161 | 1.1315 | 20.6284 | 4.0931 | 9.9727 | 26.1339 | 5.1855 | 12.6343 | 17.1784 | 2.7058 | 1.1703 | 20.6284 | 6.7042 | 28.8475 | 26.1339 | 8.4935 | 36.5467 | 17.1784 | 4.4318 | 3.3853
PA | INSIG | MUNICIPAL | SFS WEAVER, DONALD | PAG043719 | 001 | 1.0878 | 8.781% | 0.00040027 | 0.00043542 | 24.5587 | 4.0931 | 9.9727 | 30.0822 | 5.0137 | 12.2156 | 16.721 | 0.81439 | 0.21404 | 19.7072 | 4.0931 | 9.9727 | 26.1339 | 5.4279 | 13.2248 | 14.5263 | 0.88167 | 0.23172 | 19.7072 | 6.4048 | 27.5594 | 26.1339 | 8.4935 | 36.5467 | 14.5263 | 1.3796 | 0.64036
PA | INSIG | MUNICIPAL | SFS WILSON, RUSSELL STP | PAG043868 | 001 | 1.0461 | 4.605% | 0.00040027 | 0.00041871 | 24.5587 | 4.0931 | 9.9727 | 30.0822 | 5.0137 | 12.2156 | 20.1526 | 2.2177 | 3.2144 | 20.494 | 4.0931 | 9.9727 | 26.1339 | 5.2195 | 12.7171 | 17.5075 | 2.3087 | 3.3464 | 20.494 | 6.6605 | 28.6597 | 26.1339 | 8.4935 | 36.5467 | 17.5075 | 3.7568 | 9.6169
PA | INSIG | MUNICIPAL | SFS WRIGHT, DOUG | PAG043709 | 001 | 1.0356 | 3.558% | 0.00040027 | 0.00041451 | 24.5587 | 4.0931 | 9.9727 | 30.0822 | 5.0137 | 12.2156 | 21.5091 | 2.1487 | 1.3205 | 20.7013 | 4.0931 | 9.9727 | 26.1339 | 5.1673 | 12.5898 | 18.686 | 2.2145 | 1.3609 | 20.7013 | 6.7279 | 28.9495 | 26.1339 | 8.4935 | 36.5467 | 18.686 | 3.64 | 3.9506
PA | INSIG | MUNICIPAL | SFS ZELL,ROB | PAG043870 | 001 | 1.0787 | 7.866% | 0.00040027 | 0.00043176 | 24.5587 | 4.0931 | 9.9727 | 30.0822 | 5.0137 | 12.2156 | 15.0208 | 0.99388 | 0.78045 | 19.8744 | 4.0931 | 9.9727 | 26.1339 | 5.3823 | 13.1136 | 13.0493 | 1.0669 | 0.83783 | 19.8744 | 6.4592 | 27.7932 | 26.1339 | 8.4935 | 36.5467 | 13.0493 | 1.6837 | 2.335
PA | INSIG | MUNICIPAL | SFS, RILEY, RICHARD | PAG043852 | 001 | 1.0466 | 4.663% | 0.00040027 | 0.00041894 | 24.5587 | 4.0931 | 9.9727 | 30.0822 | 5.0137 | 12.2156 | 16.4874 | 1.9502 | 2.3722 | 20.4827 | 4.0931 | 9.9727 | 26.1339 | 5.2224 | 12.7242 | 14.3234 | 2.0314 | 2.471 | 20.4827 | 6.6568 | 28.6438 | 26.1339 | 8.4935 | 36.5467 | 14.3234 | 3.3038 | 7.0973
PA | INSIG | MUNICIPAL | SFS, BURNES, EMMETT | WQG0101501 | 001 | 1.0272 | 2.724% |  | 0.00034766 | 25.6123 | 4.202 | 30 | 27.1184 | 4.4491 | 31.7642 | 15.2546 | 2.3113 | 14.9842 | 25.6123 | 4.202 | 30 | 27.1184 | 4.4491 | 31.7642 | 15.2546 | 2.3113 | 14.9842 | 25.6123 | 4.202 | 30 | 27.1184 | 4.4491 | 31.7642 | 15.2546 | 2.3113 | 14.9842
PA | INSIG | MUNICIPAL | SFTF | PAG045215 | 001 | 1.0214 | 2.139% | 0.00040027 | 0.00040884 | 24.5587 | 4.0931 | 9.9727 | 30.0822 | 5.0137 | 12.2156 | 20.4547 | 2.4306 | 3.5951 | 20.9887 | 4.0931 | 9.9727 | 26.1339 | 5.0965 | 12.4174 | 17.77 | 2.4707 | 3.6545 | 20.9887 | 6.8213 | 29.3515 | 26.1339 | 8.4935 | 36.5467 | 17.77 | 4.1175 | 10.7559
PA | INSIG | MUNICIPAL | SHADE GAP AREA JOINT MUN AUTH | PA0084514 | 001 | 1.1314 | 13.14% | 0.065036 | 0.073584 | 4.7641 | 0.69942 | 29.918 | 948.2905 | 139.2184 | 5955.1128 | 704.9069 | 43.8446 | 1346.6203 | 3.6764 | 0.69942 | 26.5002 | 823.91 | 156.7443 | 5938.842 | 612.4493 | 49.3641 | 1342.941 | 3.6764 | 1.0529 | 26.5002 | 823.91 | 235.9704 | 5938.842 | 612.4493 | 74.3151 | 1342.941
PA | INSIG | MUNICIPAL | SHAFFER RESIDENCE | PA0262030 | 001 | 1.0648 | 6.482% | 0.00040027 | 0.00042622 | 24.5587 | 0 | 9.9727 | 30.0822 | 0 | 12.2156 | 24.8836 | 0 | 4.0381 | 24.5587 | 0 | 9.9727 | 31.879 | 0 | 12.9453 | 26.3699 | 0 | 4.2793
PA | INSIG | MUNICIPAL | SHAFFER, CORBETT | PAG044935 | 001 | 1.0328 | 3.284% | 0.00040027 | 0.00041342 | 24.5587 | 4.0931 | 9.9727 | 30.0822 | 5.0137 | 12.2156 | 23.4869 | 2.1698 | 3.5103 | 20.7561 | 4.0931 | 9.9727 | 26.1339 | 5.1536 | 12.5565 | 20.4042 | 2.2304 | 3.6083 | 20.7561 | 6.7457 | 29.0262 | 26.1339 | 8.4935 | 36.5467 | 20.4042 | 3.6758 | 10.5022
PA | INSIG | MUNICIPAL | SHAMOKIN TWP MUN AUTH | PA0208558 | 001 | 1.046 | 4.604% | 0.010005 | 0.010466 | 5.8168 | 0.33678 | 29.918 | 178.1268 | 10.3132 | 916.1712 | 135.6586 | 4.6806 | 257.5243 | 4.8551 | 0.33678 | 28.6639 | 154.7583 | 10.735 | 913.668 | 117.8614 | 4.8721 | 256.8207 | 4.8551 | 0.54837 | 28.6639 | 154.7583 | 17.4793 | 913.668 | 117.8614 | 7.933 | 256.8207
PA | INSIG | MUNICIPAL | SHAPICH SFTF | PAG045223 | 001 | 1.0356 | 3.558% | 0.00040027 | 0.00041451 | 24.5587 | 4.0931 | 9.9727 | 30.0822 | 5.0137 | 12.2156 | 15.9552 | 1.1444 | 1.0879 | 20.7013 | 4.0931 | 9.9727 | 26.1339 | 5.1673 | 12.5898 | 13.8611 | 1.1795 | 1.1212 | 20.7013 | 6.7279 | 28.9495 | 26.1339 | 8.4935 | 36.5467 | 13.8611 | 1.9387 | 3.2547
PA | INSIG | MUNICIPAL | SHAWVILLE POST OFFICE SFTF | PA0229245 | 001 | 1.0324 | 3.236% | 0.00090049 | 0.00092963 | 90.9583 | 17.8278 | 9.9727 | 250.6849 | 49.1342 | 27.4851 | 169.268 | 14.3244 | 4.2958 | 76.9202 | 17.8278 | 9.9727 | 217.7803 | 50.475 | 28.2352 | 147.0501 | 14.7153 | 4.413 | 76.9202 | 29.4009 | 29.0437 | 217.7803 | 83.2412 | 82.2301 | 147.0501 | 24.2678 | 12.8522
PA | INSIG | MUNICIPAL | SHEETZ CLARKS FERRY | PA0261378 | 001 | 1.0388 | 3.877% | 0.0025014 | 0.0025984 | 4.9772 | 0.49772 | 9.9727 | 38.1041 | 3.8104 | 76.3476 | 28.161 | 1.5374 | 20.3029 | 4.9772 | 0.49772 | 9.9727 | 39.387 | 3.9387 | 78.9181 | 29.1092 | 1.5892 | 20.9865 | 93.5689 | 23.614 | 28.8645 | 740.4517 | 186.868 | 228.417 | 547.2347 | 75.3974 | 60.7422
PA | INSIG | MUNICIPAL | SHERIDAN SR STP | PA0094269 | 001 | 1.0878 | 8.781% | 0.00040022 | 0.00043536 | 24.9197 | 3.9872 | 29.918 | 30.5244 | 4.8839 | 36.6468 | 15.6324 | 1.6905 | 8.8768 | 19.9995 | 3.9872 | 27.5632 | 26.5179 | 5.2867 | 36.5467 | 13.5806 | 1.8299 | 8.8525 | 19.9995 | 6.2403 | 27.5632 | 26.5179 | 8.2742 | 36.5467 | 13.5806 | 2.864 | 8.8525
PA | INSIG | MUNICIPAL | SHERWOOD, JAMES & KAREN | PA0209694 | 001 | 1.0689 | 6.893% | 0.0030016 | 0.0032086 | 24.9197 | 3.9872 | 0 | 228.933 | 36.6293 | 0 | 113.0249 | 15.0812 | 0 | 20.3528 | 3.9872 | 0 | 198.884 | 38.9619 | 0 | 98.1896 | 16.0416 | 0 | 20.3528 | 6.3506 | 28.05 | 198.884 | 62.0566 | 274.1004 | 98.1896 | 25.5503 | 53.3467
PA | INSIG | MUNICIPAL | Shirley Guelich | PAG045252 | 001 | 1.0324 | 3.236% | 0.00040055 | 0.00041351 | 24.5587 | 4.0931 | 9.9727 | 30.0822 | 5.0137 | 12.2156 | 17.9502 | 1.776 | 3.0764 | 24.5587 | 4.0931 | 9.9727 | 30.9285 | 5.1547 | 12.5593 | 18.4552 | 1.826 | 3.163
PA | INSIG | MUNICIPAL | SHIRLEY GUELICH SFTF | PAG045251 | 001 | 1.0324 | 3.236% | 0.00040027 | 0.00041323 | 24.5587 | 4.0931 | 9.9727 | 30.0822 | 5.0137 | 12.2156 | 19.2981 | 1.776 | 3.0764 | 20.7658 | 4.0931 | 9.9727 | 26.1339 | 5.1512 | 12.5507 | 16.7652 | 1.8248 | 3.1608 | 20.7658 | 6.7489 | 29.0398 | 26.1339 | 8.4935 | 36.5467 | 16.7652 | 3.0087 | 9.204
PA | INSIG | MUNICIPAL | SHOWVER MAX J | PA0232378 | 001 | 1.0328 | 3.284% | 0.00040055 | 0.0004137 | 24.5587 | 4.0931 | 9.9727 | 30.0822 | 5.0137 | 12.2156 | 24.5407 | 2.1766 | 3.4312 | 24.5587 | 4.0931 | 9.9727 | 30.9429 | 5.1571 | 12.5651 | 25.2428 | 2.2388 | 3.5293
PA | INSIG | MUNICIPAL | SIGMUND WINIAVSKI SRSTP | PAG045135 | 001 | 1.0392 | 3.924% | 0.00040027 | 0.00041598 | 24.5587 | 4.0931 | 9.9727 | 30.0822 | 5.0137 | 12.2156 | 19.39 | 2.6631 | 1.1594 | 20.6284 | 4.0931 | 9.9727 | 26.1339 | 5.1855 | 12.6343 | 16.8451 | 2.7544 | 1.1992 | 20.6284 | 6.7042 | 28.8475 | 26.1339 | 8.4935 | 36.5467 | 16.8451 | 4.5114 | 3.4688
PA | INSIG | MUNICIPAL | SILLS FAMILY CAMPGROUND | PA0085367 | 001 | 1.0784 | 7.837% | 0.0075942 | 0.0081893 | 114.3617 | 9.4695 | 29.918 | 2658.0669 | 220.0962 | 695.3739 | 1318.5489 | 123.6541 | 286.7491 | 92.7077 | 9.4695 | 27.8413 | 2312.2199 | 236.1785 | 694.3877 | 1146.9895 | 132.6895 | 286.3424 | 92.7077 | 14.9703 | 27.8413 | 2312.2199 | 373.3741 | 694.3877 | 1146.9895 | 209.7685 | 286.3424
PA | INSIG | MUNICIPAL | SILVER LAKE TWP MUN AUTH - QUA | PA0060623 | 001 | 1.0261 | 2.614% | 0.042023 | 0.043121 | 24.9197 | 3.9872 | 0 | 3205.062 | 512.8099 | 0 | 1383.9957 | 198.5811 | 0 | 21.2016 | 3.9872 | 0 | 2784.3757 | 523.6283 | 0 | 1202.3369 | 202.7705 | 0 | 21.2016 | 6.6154 | 29.2199 | 2784.3757 | 868.7929 | 3837.4056 | 1202.3369 | 336.4324 | 762.2764
PA | INSIG | MUNICIPAL | SIMPSON, GEORGE | PAG043865 | 001 | 1.0648 | 6.482% | 0.00040055 | 0.00042651 | 24.5587 | 4.0931 | 9.9727 | 30.0822 | 5.0137 | 12.2156 | 23.6451 | 2.3892 | 4.0888 | 24.5587 | 4.0931 | 9.9727 | 31.9009 | 5.3168 | 12.9541 | 25.0746 | 2.5337 | 4.336
PA | INSIG | MUNICIPAL | SINGER, SCOTT P & TAMMY L | PAG045219 | 001 | 1.1057 | 10.57% | 0.00040055 | 0.00044287 | 24.5587 | 4.0931 | 9.9727 | 30.0822 | 5.0137 | 12.2156 | 18.8363 | 2.0782 | 2.4887 | 24.5587 | 4.0931 | 9.9727 | 33.1243 | 5.5207 | 13.4509 | 20.7412 | 2.2884 | 2.7404
PA | INSIG | MUNICIPAL | SIROCHMAN SR STP | PA0253758 | 001 | 1.0188 | 1.878% | 0.00044027 | 0.00044854 | 19.9358 | 3.1897 | 29.918 | 30.5244 | 4.8839 | 45.8086 | 15.8625 | 0.96782 | 4.8542 | 19.4119 | 3.1897 | 26.7533 | 26.5179 | 4.3574 | 36.5467 | 13.7805 | 0.86348 | 3.8728 | 19.4119 | 6.057 | 26.7533 | 26.5179 | 8.2742 | 36.5467 | 13.7805 | 1.6397 | 3.8728
PA | INSIG | MUNICIPAL | SK PART II LTD - PEACH BOTTOM | PA0081833 | 001 | 1.0648 | 6.482% | 0.013007 | 0.01385 | 15.9287 | 4.6291 | 29.918 | 634.1139 | 184.2819 | 1191.0226 | 476.809 | 88.0438 | 567.6901 | 13.0598 | 4.6291 | 28.1584 | 550.8821 | 195.2626 | 1187.7684 | 414.2246 | 93.29 | 566.139 | 13.0598 | 7.4015 | 28.1584 | 550.8821 | 312.2069 | 1187.7684 | 414.2246 | 149.1621 | 566.139
PA | INSIG | MUNICIPAL | SKYTOP MOUNTAIN GOLF CLUB | PA0232386 | 001 | 1.0787 | 7.866% | 0.0016022 | 0.0017282 | 24.9197 | 3.9872 | 9.9727 | 122.0976 | 19.5356 | 48.8625 | 63.6827 | 3.7928 | 2.9627 | 24.9197 | 3.9872 | 9.9727 | 131.1627 | 20.986 | 52.4902 | 68.4108 | 4.0744 | 3.1827
PA | INSIG | MUNICIPAL | SMALL FLOW TREATMENT FACILITY | PAG045214 | 001 | 1.0356 | 3.558% | 0.00040027 | 0.00041451 | 24.5587 | 4.0931 | 9.9727 | 30.0822 | 5.0137 | 12.2156 | 16.1562 | 1.1444 | 1.0879 | 20.7013 | 4.0931 | 9.9727 | 26.1339 | 5.1673 | 12.5898 | 14.0357 | 1.1795 | 1.1212 | 20.7013 | 6.7279 | 28.9495 | 26.1339 | 8.4935 | 36.5467 | 14.0357 | 1.9387 | 3.2547
PA | INSIG | MUNICIPAL | SMALL FLOW TREATMENT FACILITY | PAG045217 | 001 | 1.0689 | 6.893% | 0.00040027 | 0.00042787 | 24.5587 | 4.0931 | 9.9727 | 30.0822 | 5.0137 | 12.2156 | 21.0615 | 1.8144 | 2.2715 | 20.0553 | 4.0931 | 9.9727 | 26.1339 | 5.3337 | 12.9953 | 18.2971 | 1.9302 | 2.4165 | 20.0553 | 6.518 | 28.0462 | 26.1339 | 8.4935 | 36.5467 | 18.2971 | 3.0737 | 6.796
PA | INSIG | MUNICIPAL | SMALL FLOW TREATMENT FACILITY | PAG045222 | 001 | 1.1122 | 11.22% | 0.00040027 | 0.00044517 | 24.5587 | 4.0931 | 9.9727 | 30.0822 | 5.0137 | 12.2156 | 22.955 | 1.3172 | 3.224 | 19.2755 | 4.0931 | 9.9727 | 26.1339 | 5.5495 | 13.521 | 19.9422 | 1.4579 | 3.5685 | 19.2755 | 6.2645 | 26.9557 | 26.1339 | 8.4935 | 36.5467 | 19.9422 | 2.2314 | 9.6454
PA | INSIG | MUNICIPAL | SMALL FLOW TREATMENT FACILITY | PAG045229 | 001 | 1.0988 | 9.88% | 0.00040027 | 0.00043982 | 24.5587 | 4.0931 | 9.9727 | 30.0822 | 5.0137 | 12.2156 | 17.7917 | 1.7936 | 2.1624 | 19.5101 | 4.0931 | 9.9727 | 26.1339 | 5.4828 | 13.3585 | 15.4565 | 1.9614 | 2.3647 | 19.5101 | 6.3408 | 27.2837 | 26.1339 | 8.4935 | 36.5467 | 15.4565 | 3.0385 | 6.4694
PA | INSIG | MUNICIPAL | SMEAL RESIDENCE SRSTP | PAG045158 | 001 | 1.0787 | 7.866% | 0.00040027 | 0.00043176 | 24.5587 | 4.0931 | 9.9727 | 30.0822 | 5.0137 | 12.2156 | 19.8374 | 1.3503 | 0.84543 | 19.8744 | 4.0931 | 9.9727 | 26.1339 | 5.3823 | 13.1136 | 17.2337 | 1.4496 | 0.90757 | 19.8744 | 6.4592 | 27.7932 | 26.1339 | 8.4935 | 36.5467 | 17.2337 | 2.2875 | 2.5293
PA | INSIG | MUNICIPAL | SMITH JR WARREN E | PAG044958 | 001 | 1.0375 | 3.75% | 0.00040027 | 0.00041528 | 24.5587 | 4.0931 | 9.9727 | 30.0822 | 5.0137 | 12.2156 | 24.2384 | 2.2972 | 3.4783 | 20.6629 | 4.0931 | 9.9727 | 26.1339 | 5.1769 | 12.6132 | 21.0571 | 2.372 | 3.5915 | 20.6629 | 6.7154 | 28.8958 | 26.1339 | 8.4935 | 36.5467 | 21.0571 | 3.8916 | 10.4063
PA | INSIG | MUNICIPAL | SMITH, HOWARD & DOROTHY | PAG044834 | 001 | 1.0324 | 3.236% | 0.00040027 | 0.00041323 | 24.5587 | 4.0931 | 9.9727 | 30.0822 | 5.0137 | 12.2156 | 19.0564 | 1.4617 | 1.9092 | 20.7658 | 4.0931 | 9.9727 | 26.1339 | 5.1512 | 12.5507 | 16.5553 | 1.5018 | 1.9616 | 20.7658 | 6.7489 | 29.0398 | 26.1339 | 8.4935 | 36.5467 | 16.5553 | 2.4762 | 5.7121
PA | INSIG | MUNICIPAL | SMITH, VICTOR L | PAG044836 | 001 | 1.0534 | 5.342% | 0.00040027 | 0.00042165 | 24.5587 | 4.0931 | 9.9727 | 30.0822 | 5.0137 | 12.2156 | 15.1454 | 1.7976 | 2.0243 | 20.3507 | 4.0931 | 9.9727 | 26.1339 | 5.2563 | 12.8067 | 13.1576 | 1.8846 | 2.1222 | 20.3507 | 6.614 | 28.4593 | 26.1339 | 8.4935 | 36.5467 | 13.1576 | 3.0452 | 6.0562
PA | INSIG | MUNICIPAL | SMITH, WILLIAM C | PAG045026 | 001 | 1.0787 | 7.866% | 0.00040027 | 0.00043176 | 24.5587 | 4.0931 | 9.9727 | 30.0822 | 5.0137 | 12.2156 | 15.0358 | 0.99388 | 0.78045 | 19.8744 | 4.0931 | 9.9727 | 26.1339 | 5.3823 | 13.1136 | 13.0624 | 1.0669 | 0.83783 | 19.8744 | 6.4592 | 27.7932 | 26.1339 | 8.4935 | 36.5467 | 13.0624 | 1.6837 | 2.335
PA | INSIG | MUNICIPAL | SMITHBAUER, LAWRENCE | PAG045268 | 001 | 1.0787 | 7.866% | 0.00040027 | 0.00043176 | 24.5587 | 4.0931 | 9.9727 | 30.0822 | 5.0137 | 12.2156 | 18.6228 | 1.5871 | 0.99477 | 19.8744 | 4.0931 | 9.9727 | 26.1339 | 5.3823 | 13.1136 | 16.1785 | 1.7038 | 1.0679 | 19.8744 | 6.4592 | 27.7932 | 26.1339 | 8.4935 | 36.5467 | 16.1785 | 2.6886 | 2.9761
PA | INSIG | MUNICIPAL | SMITHFIELD TWP AUTH | PA0228621 | 001 | 1.0689 | 6.893% | 0.060033 | 0.064171 | 9.7586 | 2.3355 | 29.918 | 1793.0033 | 429.112 | 5497.0272 | 1061.1089 | 179.7651 | 1215.8067 | 7.9701 | 2.3355 | 28.05 | 1557.6593 | 456.4385 | 5482.008 | 921.8311 | 191.2127 | 1212.4849 | 7.9701 | 3.7198 | 28.05 | 1557.6593 | 726.9935 | 5482.008 | 921.8311 | 304.5546 | 1212.4849
PA | INSIG | MUNICIPAL | SMITHVILLE COMMUNITY LLC | PA0081981 | 001 | 1.0784 | 7.837% | 0.021012 | 0.022658 | 33.9307 | 0.32894 | 29.918 | 2182.0062 | 21.1534 | 1923.9595 | 1218.9352 | 11.6569 | 804.624 | 27.4699 | 0.32894 | 27.8046 | 1895.603 | 22.6991 | 1918.7028 | 1058.9416 | 12.5086 | 802.4256 | 27.4699 | 0.51934 | 27.8046 | 1895.603 | 35.8377 | 1918.7028 | 1058.9416 | 19.7488 | 802.4256
PA | INSIG | MUNICIPAL | SNAKE SPRING TWP MUN AUTH | PA0084077 | 001 | 1.0494 | 4.935% | 0.1901 | 0.19949 | 4.0905 | 0.47394 | 29.918 | 2379.9824 | 275.7534 | 17407.2528 | 1429.3782 | 62.942 | 1550.1982 | 3.4035 | 0.47394 | 28.5735 | 2067.757 | 287.9406 | 17359.692 | 1241.8608 | 65.7238 | 1545.9627 | 3.4035 | 0.7682 | 28.5735 | 2067.757 | 466.7176 | 17359.692 | 1241.8608 | 106.5305 | 1545.9627
PA | INSIG | MUNICIPAL | SNEAD JOSEPHINE A | PAG043933 | 001 | 1.0461 | 4.605% | 0.00050068 | 0.00052374 | 24.9197 | 3.9872 | 9.9727 | 38.1555 | 6.1049 | 15.2695 | 24.5749 | 2.4917 | 3.7944 | 24.9197 | 3.9872 | 9.9727 | 39.7492 | 6.3599 | 15.9073 | 25.6014 | 2.5958 | 3.9529
PA | INSIG | MUNICIPAL | SNYDERS LLP - EAGLES CROSSING | PA0088307 | 001 | 1.0461 | 4.605% | 0.0035019 | 0.0036632 | 21.5667 | 3.135 | 29.918 | 231.1506 | 33.601 | 320.6599 | 172.9469 | 14.8624 | 84.3787 | 17.9994 | 3.135 | 28.6636 | 200.8092 | 34.9757 | 319.7838 | 150.2454 | 15.4704 | 84.1482 | 17.9994 | 5.1023 | 28.6636 | 200.8092 | 56.924 | 319.7838 | 150.2454 | 25.1787 | 84.1482
PA | INSIG | MUNICIPAL | SNYDERTOWN BORO | PA0115291 | 001 | 1.0306 | 3.06% | 0.026014 | 0.02681 | 24.9197 | 3.9872 | 29.918 | 1984.086 | 317.4538 | 2382.0451 | 1555.9601 | 144.0768 | 669.5632 | 21.1097 | 3.9872 | 29.0932 | 1723.6612 | 325.5616 | 2375.5368 | 1351.7297 | 147.7566 | 667.7338 | 21.1097 | 6.5867 | 29.0932 | 1723.6612 | 537.8242 | 2375.5368 | 1351.7297 | 244.0922 | 667.7338
PA | INSIG | MUNICIPAL | SODEN SFTF | PAG045235 | 001 | 1.0356 | 3.558% | 0.00040027 | 0.00041451 | 24.5587 | 4.0931 | 9.9727 | 30.0822 | 5.0137 | 12.2156 | 18.4661 | 0.96288 | 1.0876 | 20.7013 | 4.0931 | 9.9727 | 26.1339 | 5.1673 | 12.5898 | 16.0425 | 0.99237 | 1.1209 | 20.7013 | 6.7279 | 28.9495 | 26.1339 | 8.4935 | 36.5467 | 16.0425 | 1.6312 | 3.2538
PA | INSIG | MUNICIPAL | SOLANCO SCH DIST - SWIFT MIDDL | PA0081132 | 001 | 1.0784 | 7.837% | 0.010005 | 0.01079 | 14.506 | 1.8337 | 29.918 | 444.2137 | 56.1534 | 916.1712 | 301.3724 | 31.8335 | 413.1618 | 14.506 | 1.8337 | 27.8046 | 476.6721 | 60.2565 | 913.668 | 323.3934 | 34.1596 | 412.033 | 35.0233 | 7.7271 | 27.8046 | 1150.8753 | 253.9151 | 913.668 | 780.7999 | 143.9452 | 412.033
PA | INSIG | MUNICIPAL | SOLANCO SCHOOL DIST - SOLANCO | PA0081116 | 001 | 1.0784 | 7.837% | 0.020011 | 0.021579 | 17.1584 | 2.4231 | 9.9727 | 1050.8712 | 148.4055 | 610.7808 | 847.4096 | 130.6818 | 350.8045 | 17.1584 | 2.4231 | 9.9727 | 1127.6577 | 159.2494 | 655.4101 | 909.3292 | 140.2306 | 376.4376 | 54.1166 | 11.8661 | 27.8046 | 3556.5759 | 779.8451 | 1827.336 | 2867.9788 | 686.7102 | 1049.5382
PA | INSIG | MUNICIPAL | SOLLICK, MARY | PAG044955 | 001 | 1.0689 | 6.893% | 0.00040055 | 0.00042816 | 24.5587 | 4.0931 | 9.9727 | 30.0822 | 5.0137 | 12.2156 | 15.1467 | 2.0643 | 2.3775 | 24.5587 | 4.0931 | 9.9727 | 32.0242 | 5.3374 | 13.0042 | 16.1245 | 2.1975 | 2.5309
PA | INSIG | MUNICIPAL | SOLTYS SEWER SYS | PAG044829 | 001 | 1.0324 | 3.236% | 0.00040027 | 0.00041323 | 24.5587 | 4.0931 | 9.9727 | 30.0822 | 5.0137 | 12.2156 | 15.2131 | 1.7231 | 2.8521 | 20.7658 | 4.0931 | 9.9727 | 26.1339 | 5.1512 | 12.5507 | 13.2164 | 1.7704 | 2.9303 | 20.7658 | 6.7489 | 29.0398 | 26.1339 | 8.4935 | 36.5467 | 13.2164 | 2.919 | 8.5329
PA | INSIG | MUNICIPAL | SORGE, SANDRO | PA0209155 | 001 | 1.0214 | 2.139% | 0.0020011 | 0.0020439 | 24.9197 | 3.9872 | 9.9727 | 152.622 | 24.4195 | 61.0781 | 98.4713 | 9.9605 | 18.1459 | 21.3 | 3.9872 | 9.9727 | 132.5893 | 24.8194 | 62.0784 | 85.5462 | 10.1236 | 18.4431 | 21.3 | 6.6461 | 29.3555 | 132.5893 | 41.3711 | 182.7336 | 85.5462 | 16.8749 | 54.289
PA | INSIG | MUNICIPAL | SOUTH CREEK TOWNSHIP WWTP | PA0233692 | 001 | 1.0689 | 6.893% | 0.025014 | 0.026738 | 32.0901 | 1.9778 | 29.918 | 2456.7123 | 151.4137 | 2290.428 | 1822.8398 | 60.3073 | 456.5515 | 26.2087 | 1.9778 | 28.05 | 2134.224 | 161.0559 | 2284.17 | 1583.5588 | 64.1478 | 455.3041 | 26.2087 | 3.1499 | 28.05 | 2134.224 | 256.5008 | 2284.17 | 1583.5588 | 102.163 | 455.3041
PA | INSIG | MUNICIPAL | SOUTH CREEK TWP BRADFORD CNTY | PAG045288 | 001 | 1.0689 | 6.893% | 0.00040055 | 0.00042816 | 24.9197 | 3.9872 | 9.9727 | 30.5244 | 4.8839 | 12.2156 | 22.6486 | 1.9452 | 2.4349 | 24.9197 | 3.9872 | 9.9727 | 32.4949 | 5.1992 | 13.0042 | 24.1107 | 2.0708 | 2.5921
PA | INSIG | MUNICIPAL | SOUTH CREEK TWP BRADFORD CNTY | PAG045289 | 001 | 1.0689 | 6.893% | 0.0020027 | 0.0021408 | 24.9197 | 3.9872 | 9.9727 | 152.622 | 24.4195 | 61.0781 | 113.243 | 9.7262 | 12.1747 | 24.9197 | 3.9872 | 9.9727 | 162.4745 | 25.9959 | 65.021 | 120.5534 | 10.354 | 12.9606
PA | INSIG | MUNICIPAL | SOUTH CREEK TWP BRADFORD CNTY | PAG045290 | 001 | 1.0689 | 6.893% | 0.0020027 | 0.0021408 | 24.9197 | 3.9872 | 9.9727 | 152.622 | 24.4195 | 61.0781 | 113.243 | 9.7262 | 12.1747 | 24.9197 | 3.9872 | 9.9727 | 162.4745 | 25.9959 | 65.021 | 120.5534 | 10.354 | 12.9606
PA | INSIG | MUNICIPAL | SOUTH EASTERN SCHOOL DISTRICT | PA0081442 | 001 | 1.0648 | 6.482% | 0.034307 | 0.036531 | 12.6658 | 0.18337 | 0 | 1939.2986 | 28.0767 | 0 | 1761.591 | 24.0745 | 0 | 12.6658 | 0.18337 | 0 | 1409.1618 | 20.4015 | 0 | 1280.0332 | 17.4934 | 0 | 19.1832 | 1.4503 | 19.545 | 2134.276 | 161.3566 | 2174.5298 | 1938.7016 | 138.3561 | 1037.7517
PA | INSIG | MUNICIPAL | SOUTH LONDONDERRY TWP MUN AUTH | PA0081302 | 001 | 1.0134 | 1.337% | 0.21512 | 0.21799 | 15.9917 | 0.3046 | 29.918 | 10528.7671 | 200.5479 | 19697.6808 | 7401.8704 | 97.7014 | 6127.9977 | 13.7769 | 0.3046 | 29.5881 | 9146.6611 | 202.2302 | 19643.862 | 6430.2306 | 98.521 | 6111.2545 | 13.7769 | 0.51246 | 29.5881 | 9146.6611 | 340.2255 | 19643.862 | 6430.2306 | 165.7485 | 6111.2545
PA | INSIG | MUNICIPAL | SOUTH LONDONDERRY TWP MUN AUTH | PA0081311 | 001 | 1.0323 | 3.229% | 0.044024 | 0.045445 | 12.8089 | 0.78811 | 29.918 | 1725.8755 | 106.1901 | 4031.1533 | 954.1892 | 45.7531 | 837.0519 | 12.8089 | 0.78811 | 29.0458 | 1772.8449 | 109.0801 | 4020.1392 | 980.1572 | 46.9983 | 834.7649 | 13.4688 | 1.792 | 29.0458 | 1864.174 | 248.0197 | 4020.1392 | 1030.6506 | 106.8619 | 834.7649
PA | INSIG | MUNICIPAL | SOUTH LONDONDERRY TWP MUN AUTH | PA0081329 | 001 | 1.026 | 2.596% | 0.022512 | 0.023097 | 43.0314 | 0.72767 | 0 | 2964.9113 | 50.137 | 0 | 1716.1175 | 21.6021 | 0 | 36.6172 | 0.72767 | 0 | 2575.7464 | 51.1859 | 0 | 1490.8654 | 22.054 | 0 | 36.6172 | 1.2075 | 29.2249 | 2575.7464 | 84.94 | 2055.753 | 1490.8654 | 36.5973 | 426.8684
PA | INSIG | MUNICIPAL | SOUTH LONDONDERRY TWP MUN AUTH | PA0087700 | 001 | 1.026 | 2.596% | 0.21012 | 0.21557 | 27.1861 | 1.5187 | 29.918 | 17482.7671 | 976.6685 | 19239.5952 | 11611.1281 | 472.5094 | 5461.6591 | 18.1669 | 1.5187 | 29.2249 | 11927.1519 | 997.1008 | 19187.028 | 7921.3827 | 482.3944 | 5446.7365 | 18.1669 | 4.9062 | 29.2249 | 11927.1519 | 3221.0497 | 19187.028 | 7921.3827 | 1558.3344 | 5446.7365
PA | INSIG | MUNICIPAL | SOUTH MOUNTAIN RESTORATION CEN | PA0029297 | 001 | 1.0466 | 4.663% | 0.083532 | 0.087427 | 19.1327 | 2.4379 | 7.6322 | 3734.6871 | 475.8777 | 1489.7878 | 3313.9072 | 349.6905 | 857.5026 | 14.9678 | 2.4379 | 7.6322 | 3985.3891 | 649.1289 | 2032.1699 | 3536.3631 | 477.0012 | 1169.6907 | 14.9678 | 3.737 | 135.5416 | 3985.3891 | 995.0329 | 36089.886 | 3536.3631 | 731.1827 | 20772.8715
PA | INSIG | MUNICIPAL | SOUTH WILLIAMSPORT AREA SCHOOL | PA0114766 | 001 | 1.0375 | 3.75% | 0.0032018 | 0.0033218 | 21.6602 | 1.5799 | 29.918 | 212.2545 | 15.482 | 293.1748 | 160.2604 | 7.0936 | 83.4789 | 18.2265 | 1.5799 | 28.8998 | 184.3946 | 15.9837 | 292.3738 | 139.2251 | 7.3235 | 83.2508 | 18.2265 | 2.5926 | 28.8998 | 184.3946 | 26.2293 | 292.3738 | 139.2251 | 12.0178 | 83.2508
PA | INSIG | MUNICIPAL | SOUTH WOODBURY TWP | PA0088226 | 001 | 1.0242 | 2.42% | 0.25014 | 0.25619 | 10.1815 | 0.17377 | 9.9727 | 7794.6432 | 133.0346 | 7634.76 | 4763.2212 | 32.7302 | 855.7951 | 8.6785 | 0.17377 | 9.9727 | 6771.3366 | 135.5843 | 7781.0848 | 4137.8897 | 33.3575 | 872.197 | 8.6785 | 0.28832 | 29.2752 | 6771.3366 | 224.9553 | 22841.7 | 4137.8897 | 55.3453 | 2560.3707
PA | INSIG | MUNICIPAL | SOUTHERN COLUMBIA AREA SCHOOL | PA0031453 | 001 | 1.0214 | 2.139% | 0.022712 | 0.023198 | 24.9197 | 3.9872 | 29.918 | 1732.2597 | 277.1616 | 2079.7086 | 1374.2608 | 113.8352 | 599.4506 | 21.3 | 3.9872 | 29.3555 | 1504.8888 | 281.7006 | 2074.0264 | 1193.8797 | 115.6994 | 597.8127 | 21.3 | 6.6461 | 29.3555 | 1504.8888 | 469.5619 | 2074.0264 | 1193.8797 | 192.8574 | 597.8127
PA | INSIG | MUNICIPAL | SOUTHERN FULTON SCHOOL DIST | PA0084646 | 001 | 1.027 | 2.705% | 0.010005 | 0.010276 | 57.9833 | 9.6788 | 29.918 | 1775.6043 | 296.3919 | 916.1712 | 1469.7342 | 151.7208 | 388.5407 | 49.288 | 9.6788 | 29.1939 | 1542.5442 | 302.9138 | 913.668 | 1276.8216 | 155.0593 | 387.4791 | 49.288 | 16.0446 | 29.1939 | 1542.5442 | 502.1416 | 913.668 | 1276.8216 | 257.0425 | 387.4791
PA | INSIG | MUNICIPAL | SOUTHERN HUNTINGDON CO SCH DIS | PA0029947 | 001 | 1.1122 | 11.22% | 0.0053029 | 0.0058978 | 20.3943 | 3.2894 | 29.918 | 331.0005 | 53.3872 | 485.5707 | 234.1569 | 18.625 | 109.8646 | 16.0091 | 3.2894 | 26.9594 | 287.5544 | 59.0842 | 484.244 | 203.4222 | 20.6125 | 109.5645 | 16.0091 | 5.0355 | 26.9594 | 287.5544 | 90.4475 | 484.244 | 203.4222 | 31.5541 | 109.5645
PA | INSIG | MUNICIPAL | SOUTHERN HUNTINGDON CO SCH DIST | PA0029939 | 001 | 1.1122 | 11.22% | 0.017209 | 0.01914 | 40.4398 | 3.3791 | 29.918 | 2130.0048 | 177.9817 | 1575.8145 | 1686.5914 | 57.3475 | 291.2698 | 31.7443 | 3.3791 | 26.9594 | 1850.4272 | 196.9745 | 1571.509 | 1465.2148 | 63.4671 | 290.474 | 31.7443 | 5.1728 | 26.9594 | 1850.4272 | 301.5332 | 1571.509 | 1465.2148 | 97.157 | 290.474
PA | INSIG | MUNICIPAL | SOVONICK, III, LEWIS | PAG043591 | 001 | 1.0392 | 3.924% | 0.00040055 | 0.00041626 | 24.5587 | 4.0931 | 9.9727 | 30.0822 | 5.0137 | 12.2156 | 21.8718 | 2.6631 | 1.1594 | 24.5587 | 4.0931 | 9.9727 | 31.1345 | 5.1891 | 12.6429 | 22.6369 | 2.7562 | 1.2
PA | INSIG | MUNICIPAL | SPAHR SRSTP | PA0265861 | 001 | 1.0461 | 4.605% | 0.00040027 | 0.00041871 | 24.5587 | 0 | 9.9727 | 30.0822 | 0 | 12.2156 | 20.43 | 0 | 3.2144 | 24.5587 | 0 | 9.9727 | 31.3172 | 0 | 12.7171 | 21.2688 | 0 | 3.3464
PA | INSIG | MUNICIPAL | SPIWAK, DAVID & TERESA | PA0113697 | 001 | 1.0214 | 2.139% | 0.0025014 | 0.0025549 | 24.9197 | 3.9872 | 29.918 | 190.7775 | 30.5244 | 229.0428 | 145.9044 | 12.4506 | 68.0471 | 21.3 | 3.9872 | 29.3555 | 165.7367 | 31.0243 | 228.417 | 126.7534 | 12.6545 | 67.8612 | 21.3 | 6.6461 | 29.3555 | 165.7367 | 51.7139 | 228.417 | 126.7534 | 21.0936 | 67.8612
PA | INSIG | MUNICIPAL | SPONENBERG ALLEN L | PAG045282 | 001 | 1.0375 | 3.75% | 0.0004011 | 0.00041614 | 24.9197 | 3.9872 | 9.9727 | 30.5244 | 4.8839 | 12.2156 | 22.9581 | 2.4492 | 3.3084 | 24.9197 | 3.9872 | 9.9727 | 31.5826 | 5.0532 | 12.6391 | 23.754 | 2.5341 | 3.4231
PA | INSIG | MUNICIPAL | SPRING BROOK TWP SEW AUTH | PA0062103 | 001 | 1.0113 | 1.135% | 0.11749 | 0.11882 | 13.8616 | 2.2179 | 29.918 | 6791.679 | 1086.6686 | 14658.7392 | 2763.1568 | 269.8576 | 1167.8804 | 13.8616 | 2.2179 | 22.4708 | 5016.1948 | 802.5912 | 8131.6452 | 2040.8109 | 199.3113 | 647.8585 | 16.3045 | 5.0874 | 22.4708 | 5900.2248 | 1841.0136 | 8131.6452 | 2400.4736 | 457.1877 | 647.8585
PA | INSIG | MUNICIPAL | SPRING CREEK JOINT SEW AUTH | PA0082279 | 001 | 1.0599 | 5.995% | 0.17009 | 0.18029 | 14.0726 | 1.8761 | 29.918 | 7326.0164 | 976.6685 | 15574.9104 | 5607.9851 | 340.7263 | 3523.96 | 11.5911 | 1.8761 | 28.2879 | 6364.4465 | 1030.13 | 15532.356 | 4871.9139 | 359.3772 | 3514.3317 | 11.5911 | 3.0133 | 28.2879 | 6364.4465 | 1654.5334 | 15532.356 | 4871.9139 | 577.2102 | 3514.3317
PA | INSIG | MUNICIPAL | SPRING GROVE AREA SCHOOL DIST | PA0247944 | 001 | 1.0648 | 6.482% | 0.0040022 | 0.0042616 | 52.6375 | 12.2605 | 29.918 | 644.7616 | 150.18 | 366.4685 | 387.9961 | 27.7758 | 20.3152 | 44.2953 | 12.2605 | 28.1584 | 574.9073 | 159.1287 | 365.4672 | 345.9601 | 29.4309 | 20.2597 | 44.2953 | 19.6034 | 28.1584 | 574.9073 | 254.4322 | 365.4672 | 345.9601 | 47.0573 | 20.2597
PA | INSIG | MUNICIPAL | SPRING GROVE STP | PA0266086 | 001 | 1.0648 | 6.482% | 0.33045 | 0.35187 | 7.2495 | 0.96647 | 29.918 | 7326.0164 | 976.6685 | 30233.6496 | 5833.9909 | 428.8043 | 9878.0131 | 7.2495 | 0.96647 | 29.918 | 7768.9227 | 1035.7146 | 32061.474 | 6186.6942 | 454.7284 | 10475.2044
PA | INSIG | MUNICIPAL | SPRING TWP MUN AUTH | PA0024104 | 001 | 1.0328 | 3.284% | 0.14758 | 0.15243 | 6.8598 | 1.1611 | 29.918 | 3098.4658 | 524.4329 | 13513.5252 | 2337.9748 | 168.3599 | 2065.4293 | 6.8598 | 1.1611 | 29.0302 | 3184.502 | 538.995 | 13476.603 | 2402.8943 | 173.0348 | 2059.7861 | 10.6963 | 2.928 | 29.0302 | 4965.5032 | 1359.2731 | 13476.603 | 3746.7645 | 436.3705 | 2059.7861
PA | INSIG | MUNICIPAL | ST FRANCIS COLLEGE | PA0032069 | 001 | 1.0878 | 8.781% | 0.31817 | 0.34611 | 10.6885 | 1.3798 | 29.918 | 10408.4384 | 1343.6712 | 29134.2442 | 5330.468 | 465.0947 | 7057.0465 | 8.5782 | 1.3798 | 27.5632 | 9042.3636 | 1454.4834 | 29054.6424 | 4630.8609 | 503.4509 | 7037.7649 | 8.5782 | 2.1592 | 27.5632 | 9042.3636 | 2275.9892 | 29054.6424 | 4630.8609 | 787.8047 | 7037.7649
PA | INSIG | MUNICIPAL | ST MICHAELS SCHOOL | PA0060852 | 001 | 1.0284 | 2.841% | 0.086607 | 0.089068 | 36.1835 | 5.6816 | 29.918 | 1385.0443 | 217.4842 | 1145.214 | 1040.952 | 90.3522 | 260.9587 | 33.2376 | 5.6816 | 29.918 | 9016.0738 | 1541.2099 | 8115.6011 | 6776.1736 | 640.2845 | 1849.2937 | 33.2376 | 10.3709 | 45.8078 | 9016.0738 | 2813.2342 | 12425.8848 | 6776.1736 | 1168.7377 | 2831.4737
PA | INSIG | MUNICIPAL | ST PIUS X SEMINARY | PA0031071 | 001 | 1.0665 | 6.65% | 0.020011 | 0.021342 | 24.9197 | 3.9872 | 29.918 | 1526.22 | 244.1952 | 1832.3424 | 711.3126 | 97.0343 | 408.6877 | 20.3991 | 3.9872 | 28.1139 | 1325.8932 | 259.156 | 1827.336 | 617.9479 | 102.9792 | 407.5711 | 20.3991 | 6.365 | 28.1139 | 1325.8932 | 413.7109 | 1827.336 | 617.9479 | 164.3938 | 407.5711
PA | INSIG | MUNICIPAL | ST THOMAS TWP MUN AUTH | PA0087190 | 001 | 1.0466 | 4.663% | 0.060033 | 0.062832 | 8.259 | 1.8897 | 29.918 | 1517.4824 | 347.2113 | 5497.0272 | 1098.337 | 255.1422 | 3164.0177 | 6.8895 | 1.8897 | 28.6477 | 1318.3621 | 361.6165 | 5482.008 | 954.2159 | 265.7276 | 3155.3729 | 6.8895 | 3.0743 | 28.6477 | 1318.3621 | 588.2969 | 5482.008 | 954.2159 | 432.2998 | 3155.3729
PA | INSIG | MUNICIPAL | STANKO RESIDENCE SFTF | PAG045150 | 001 | 1.0988 | 9.88% | 0.00040027 | 0.00043982 | 24.5587 | 4.0931 | 9.9727 | 30.0822 | 5.0137 | 12.2156 | 17.7917 | 1.7936 | 2.1624 | 19.5101 | 4.0931 | 9.9727 | 26.1339 | 5.4828 | 13.3585 | 15.4565 | 1.9614 | 2.3647 | 19.5101 | 6.3408 | 27.2837 | 26.1339 | 8.4935 | 36.5467 | 15.4565 | 3.0385 | 6.4694
PA | INSIG | MUNICIPAL | STANLEY AND ANNA ALMONY SFTF | PA0261017 | 001 | 1.0648 | 6.482% | 0.00040022 | 0.00042616 | 24.9197 | 3.9872 | 9.9727 | 30.5244 | 4.8839 | 12.2156 | 23.0913 | 2.3334 | 5.8225 | 20.4314 | 3.9872 | 9.9727 | 26.5179 | 5.1749 | 12.9435 | 20.0604 | 2.4724 | 6.1694 | 20.4314 | 6.3751 | 28.1584 | 26.5179 | 8.2742 | 36.5467 | 20.0604 | 3.9531 | 17.4197
PA | INSIG | MUNICIPAL | STARDUST MOTEL | PA0086941 | 001 | 1.0797 | 7.973% | 0.003562 | 0.0038459 | 19.1184 | 2.8109 | 29.918 | 208.423 | 30.6441 | 326.1569 | 151.1692 | 11.8078 | 88.1199 | 15.6322 | 2.8109 | 28.0817 | 183.1005 | 32.9246 | 328.9205 | 132.8028 | 12.6865 | 88.8666 | 15.6322 | 4.4822 | 28.0817 | 183.1005 | 52.4999 | 328.9205 | 132.8028 | 20.2293 | 88.8666
PA | INSIG | MUNICIPAL | STEPHANIE M SCHMICK SFTF | PAG045080 | 001 | 1.0214 | 2.139% | 0.00040027 | 0.00040884 | 24.5587 | 4.0931 | 9.9727 | 30.0822 | 5.0137 | 12.2156 | 20.4547 | 2.4306 | 3.5951 | 20.9887 | 4.0931 | 9.9727 | 26.1339 | 5.0965 | 12.4174 | 17.77 | 2.4707 | 3.6545 | 20.9887 | 6.8213 | 29.3515 | 26.1339 | 8.4935 | 36.5467 | 17.77 | 4.1175 | 10.7559
PA | INSIG | MUNICIPAL | STEPP, THOMAS/RANCH HOUSE REST | PA0083984 | 001 | 1.0797 | 7.973% | 0.0045025 | 0.0048614 | 14.902 | 5.4076 | 29.918 | 205.3529 | 74.5177 | 412.277 | 151.7671 | 30.0664 | 109.6356 | 12.0493 | 5.4076 | 27.7696 | 178.3989 | 80.0634 | 411.1506 | 131.8467 | 32.3039 | 109.336 | 12.0493 | 8.5268 | 27.7696 | 178.3989 | 126.2465 | 411.1506 | 131.8467 | 50.9379 | 109.336
PA | INSIG | MUNICIPAL | STEVE RICHMAN SFTF | PAG044806 | 001 | 1.0461 | 4.605% | 0.00040027 | 0.00041871 | 24.5587 | 4.0931 | 9.9727 | 30.0822 | 5.0137 | 12.2156 | 20.2866 | 2.2177 | 3.2144 | 20.494 | 4.0931 | 9.9727 | 26.1339 | 5.2195 | 12.7171 | 17.624 | 2.3087 | 3.3464 | 20.494 | 6.6605 | 28.6597 | 26.1339 | 8.4935 | 36.5467 | 17.624 | 3.7568 | 9.6169
PA | INSIG | MUNICIPAL | STEWART SR STP | PAG046345 | 001 | 1.0327 | 3.269% |  | 0.0004 | 21.4524 | 6.972 | 30 | 26.1339 | 8.4935 | 36.5467 | 20.9549 | 4.4124 | 17.2403 | 21.4524 | 6.972 | 30 | 26.1339 | 8.4935 | 36.5467 | 20.9549 | 4.4124 | 17.2403 | 21.4524 | 6.972 | 30 | 26.1339 | 8.4935 | 36.5467 | 20.9549 | 4.4124 | 17.2403
PA | INSIG | MUNICIPAL | STOLTZFUS FARMS INC | PA0209627 | 001 | 1.0534 | 5.342% | 0.00040022 | 0.0004216 | 24.5587 | 4.0931 | 9.9727 | 30.0822 | 5.0137 | 12.2156 | 17.3595 | 1.8366 | 2.354 | 20.3535 | 4.0931 | 9.9727 | 26.1339 | 5.2556 | 12.8049 | 15.0811 | 1.9252 | 2.4676 | 20.3535 | 6.6149 | 28.4632 | 26.1339 | 8.4935 | 36.5467 | 15.0811 | 3.1112 | 7.0427
PA | INSIG | MUNICIPAL | STOLTZFUS RESIDENCE | PA0247561 | 001 | 1.0461 | 4.605% | 0.00050027 | 0.00052331 | 24.9197 | 3.9872 | 29.918 | 38.1555 | 6.1049 | 45.8086 | 25.8869 | 2.7003 | 12.0541 | 20.798 | 3.9872 | 28.6636 | 33.1473 | 6.3546 | 45.6834 | 22.4891 | 2.8108 | 12.0212 | 20.798 | 6.4895 | 28.6636 | 33.1473 | 10.3428 | 45.6834 | 22.4891 | 4.5748 | 12.0212
PA | INSIG | MUNICIPAL | STOLTZFUS SFTP | PAG045160 | 001 | 1.0534 | 5.342% | 0.00040027 | 0.00042165 | 24.5587 | 4.0931 | 9.9727 | 30.0822 | 5.0137 | 12.2156 | 15.3181 | 1.7976 | 2.0243 | 20.3507 | 4.0931 | 9.9727 | 26.1339 | 5.2563 | 12.8067 | 13.3076 | 1.8846 | 2.1222 | 20.3507 | 6.614 | 28.4593 | 26.1339 | 8.4935 | 36.5467 | 13.3076 | 3.0452 | 6.0562
PA | INSIG | MUNICIPAL | STONE HEDGE SEWER COMPANY, INC | PA0062375 | 001 | 1.0284 | 2.841% | 0.079043 | 0.081289 | 24.9197 | 3.9872 | 0 | 6028.569 | 964.571 | 0 | 3483.3312 | 140.2358 | 0 | 21.1546 | 3.9872 | 0 | 5237.2782 | 987.1063 | 0 | 3026.1202 | 143.5121 | 0 | 21.1546 | 6.6008 | 29.1551 | 5237.2782 | 1634.1581 | 7217.9772 | 3026.1202 | 237.5848 | 288.3701
PA | INSIG | MUNICIPAL | STONE SRSTP | PA0265977 | 001 | 1.0648 | 6.482% | 0.00040055 | 0.00042651 | 24.9197 | 3.9872 | 9.9727 | 30.5244 | 4.8839 | 12.2156 | 19.0918 | 0.90328 | 0.67717 | 24.9197 | 3.9872 | 9.9727 | 32.3698 | 5.1792 | 12.9541 | 20.246 | 0.95789 | 0.71811
PA | INSIG | MUNICIPAL | STONEBRIDGE HEALTH & REHAB CTR | PA0083488 | 001 | 1.0797 | 7.973% | 0.0082045 | 0.0088586 | 29.794 | 4.9042 | 29.918 | 748.1469 | 123.1476 | 751.2604 | 567.081 | 49.0658 | 185.8971 | 24.0905 | 4.9042 | 27.7696 | 649.9475 | 132.3125 | 749.2078 | 492.6477 | 52.7173 | 185.3892 | 24.0905 | 7.7331 | 27.7696 | 649.9475 | 208.6344 | 749.2078 | 492.6477 | 83.1263 | 185.3892
PA | INSIG | MUNICIPAL | STORM, ROBERT | PAG046298 | 001 | 1.0878 | 8.781% | 0.00040055 | 0.00043572 | 24.5587 | 4.0931 | 9.9727 | 30.0822 | 5.0137 | 12.2156 | 14.0511 | 1.7354 | 2.9589 | 24.5587 | 4.0931 | 9.9727 | 32.5898 | 5.4316 | 13.2339 | 15.2224 | 1.8801 | 3.2056
PA | INSIG | MUNICIPAL | STRAUSSER JR ALBERT | PAG044969 | 001 | 1.1057 | 10.57% | 0.00040027 | 0.00044256 | 24.5587 | 4.0931 | 9.9727 | 30.0822 | 5.0137 | 12.2156 | 19.8711 | 2.0782 | 2.4887 | 19.3892 | 4.0931 | 9.9727 | 26.1339 | 5.5169 | 13.4417 | 17.263 | 2.2868 | 2.7385 | 19.3892 | 6.3015 | 27.1147 | 26.1339 | 8.4935 | 36.5467 | 17.263 | 3.5206 | 7.4457
PA | INSIG | MUNICIPAL | STROHECKER, LARRY & JANET AND | PA0084492 | 001 | 1.0388 | 3.877% | 0.062034 | 0.064439 | 30.6513 | 4.7846 | 29.918 | 5819.4769 | 908.4061 | 5680.2614 | 4523.9445 | 383.0188 | 1486.3968 | 25.7608 | 4.7846 | 28.8645 | 5055.6308 | 938.9912 | 5664.7416 | 3930.1459 | 395.9146 | 1482.3356 | 25.7608 | 7.8419 | 28.8645 | 5055.6308 | 1539.0046 | 5664.7416 | 3930.1459 | 648.9033 | 1482.3356
PA | INSIG | MUNICIPAL | STUGART, JAMES T | PAG045122 | 001 | 1.0375 | 3.75% | 0.004011 | 0.0041614 | 2.4559 | 0.40931 | 9.9727 | 30.0822 | 5.0137 | 122.1562 | 19.6463 | 2.5143 | 33.0838 | 2.4559 | 0.40931 | 9.9727 | 31.1251 | 5.1875 | 126.391 | 20.3274 | 2.6015 | 34.2307
PA | INSIG | MUNICIPAL | SULLIVAN COUNTY SCHOOL DIST | PA0029831 | 001 | 1.0706 | 7.056% | 0.01801 | 0.019281 | 24.9197 | 3.9872 | 29.918 | 1373.598 | 219.7757 | 1649.1082 | 627.169 | 61.6055 | 127.2106 | 20.3219 | 3.9872 | 28.0075 | 1193.3039 | 234.1264 | 1644.6024 | 544.8487 | 65.6281 | 126.863 | 20.3219 | 6.3409 | 28.0075 | 1193.3039 | 372.3398 | 1644.6024 | 544.8487 | 104.3708 | 126.863
PA | INSIG | MUNICIPAL | SULLIVAN TWP | PA0209511 | 001 | 1.0534 | 5.342% | 0.015008 | 0.01581 | 40.1407 | 4.7348 | 29.918 | 1843.8264 | 217.4863 | 1374.2568 | 781.9585 | 94.5547 | 103.9992 | 33.2671 | 4.7348 | 28.4632 | 1601.8116 | 227.9782 | 1370.502 | 679.3211 | 99.1161 | 103.7151 | 33.2671 | 7.6524 | 28.4632 | 1601.8116 | 368.4613 | 1370.502 | 679.3211 | 160.1928 | 103.7151
PA | INSIG | MUNICIPAL | SUMMERVILLE, WILLIAM | PAG045076 | 001 | 1.0294 | 2.943% | 0.00055048 | 0.00056668 | 14.0336 | 2.3389 | 9.9727 | 30.0822 | 5.0137 | 21.3773 | 18.7807 | 3.3817 | 11.2742 | 14.0336 | 2.3389 | 9.9727 | 24.2199 | 4.0366 | 17.2114 | 15.1208 | 2.7227 | 9.0771 | 15.1426 | 4.9213 | 21.176 | 26.1339 | 8.4935 | 36.5467 | 16.3157 | 5.7287 | 19.2743
PA | INSIG | MUNICIPAL | SUMMIT RIDGE HOMEOWNERS ASSOC | PA0088277 | 001 | 1.0294 | 2.943% | 0.025564 | 0.026316 | 27.4915 | 4.9839 | 29.918 | 2150.9598 | 389.9492 | 2340.8174 | 1251.2365 | 73.5149 | 143.8293 | 23.3604 | 4.9839 | 29.1834 | 1872.2885 | 399.453 | 2338.9901 | 1089.1303 | 75.3066 | 143.7171 | 23.3604 | 8.2589 | 29.1834 | 1872.2885 | 661.9375 | 2338.9901 | 1089.1303 | 124.7912 | 143.7171
PA | INSIG | MUNICIPAL | SUN VALLEY LLC C/O DIVERSIFIED | PA0082635 | 001 | 1.0784 | 7.837% | 0.020011 | 0.021579 | 66.7824 | 0.90708 | 9.9727 | 4090.117 | 55.5544 | 610.7808 | 2009.6918 | 31.2115 | 251.8657 | 54.0666 | 0.90708 | 9.9727 | 3553.2877 | 59.6137 | 655.4101 | 1745.919 | 33.4921 | 270.2694 | 54.0666 | 1.4321 | 27.8046 | 3553.2877 | 94.1192 | 1827.336 | 1745.919 | 52.8779 | 753.5326
PA | INSIG | MUNICIPAL | SUNNYSIDE STP | PA0247073 | 001 | 1.0356 | 3.558% | 0.021012 | 0.021759 | 29.6645 | 1.6048 | 29.918 | 1907.6529 | 103.203 | 1923.9595 | 1165.7458 | 25.3908 | 215.6604 | 25.0083 | 1.6048 | 28.9535 | 1657.2604 | 106.3497 | 1918.7028 | 1012.7337 | 26.165 | 215.0711 | 25.0083 | 2.6384 | 28.9535 | 1657.2604 | 174.8446 | 1918.7028 | 1012.7337 | 43.0166 | 215.0711
PA | INSIG | MUNICIPAL | SUNOCO INC | PA0112950 | 001 | 1.0306 | 3.06% | 0.0012007 | 0.0012374 | 4.2132 | 0.12389 | 29.918 | 15.4823 | 0.45524 | 109.9405 | 11.8897 | 0.17362 | 32.6012 | 3.5692 | 0.12389 | 29.0932 | 13.4509 | 0.46687 | 109.6402 | 10.3297 | 0.17805 | 32.5121 | 3.5692 | 0.20419 | 29.0932 | 13.4509 | 0.7695 | 109.6402 | 10.3297 | 0.29347 | 32.5121
PA | INSIG | MUNICIPAL | SUSQUEHANNA AREA REGIONAL AIRPORT | PA0044598 | 001 | 1.0388 | 3.877% | 0.35019 | 0.36377 | 6.8353 | 0.91125 | 29.918 | 7326.0164 | 976.6685 | 32065.992 | 6132.8837 | 493.6727 | 9679.8432 | 6.8353 | 0.91125 | 28.8645 | 7572.6752 | 1009.5518 | 31978.38 | 6339.3711 | 510.2942 | 9653.3956 | 18.1791 | 7.5152 | 28.8645 | 20140.3179 | 8325.9321 | 31978.38 | 16860.2172 | 4208.4759 | 9653.3956
PA | INSIG | MUNICIPAL | SUZANNE & WYNN KUTZ | PAG045267 | 001 | 1.0375 | 3.75% | 0.0004011 | 0.00041614 | 24.5587 | 4.0931 | 9.9727 | 30.0822 | 5.0137 | 12.2156 | 22.2767 | 2.2972 | 3.4783 | 24.5587 | 4.0931 | 9.9727 | 31.1251 | 5.1875 | 12.6391 | 23.049 | 2.3768 | 3.5989
PA | INSIG | MUNICIPAL | SUZINN LLC | PA0085405 | 001 | 1.0294 | 2.943% | 0.0014008 | 0.001442 | 63.151 | 6.7829 | 29.918 | 270.7397 | 29.0795 | 128.264 | 167.4632 | 20.7283 | 63.6793 | 63.151 | 6.7829 | 29.1264 | 277.3382 | 29.7882 | 127.9135 | 171.5446 | 21.2335 | 63.5053 | 397.3118 | 127.2675 | 29.1264 | 1744.8606 | 558.9162 | 127.9135 | 1079.2654 | 398.4041 | 63.5053
PA | INSIG | MUNICIPAL | SWATARA MOBILE HOMES | PA0084255 | 001 | 1.026 | 2.596% | 0.0088048 | 0.0090334 | 35.4757 | 3.9174 | 29.918 | 955.9998 | 105.5656 | 806.2307 | 730.942 | 48.9593 | 191.8197 | 30.1878 | 3.9174 | 29.2249 | 830.5183 | 107.7741 | 804.0278 | 635.0009 | 49.9836 | 191.2956 | 30.1878 | 6.5008 | 29.2249 | 830.5183 | 178.8472 | 804.0278 | 635.0009 | 82.946 | 191.2956
PA | INSIG | MUNICIPAL | SWEET VLY MOBILE HOME VILLAGE | PA0063851 | 001 | 1.0463 | 4.634% | 0.010005 | 0.010469 | 24.9197 | 3.9872 | 29.918 | 763.11 | 122.0976 | 916.1712 | 282.4937 | 7.3918 | 12.6404 | 20.7922 | 3.9872 | 28.6556 | 662.9466 | 127.1283 | 913.668 | 245.4145 | 7.6963 | 12.6058 | 20.7922 | 6.4877 | 28.6556 | 662.9466 | 206.8555 | 913.668 | 245.4145 | 12.523 | 12.6058
PA | INSIG | MUNICIPAL | SWEET, PHILLIP L | PAG045083 | 001 | 1.0534 | 5.342% | 0.00040027 | 0.00042165 | 24.5587 | 4.0931 | 9.9727 | 30.0822 | 5.0137 | 12.2156 | 11.9066 | 1.3539 | 1.2371 | 20.3507 | 4.0931 | 9.9727 | 26.1339 | 5.2563 | 12.8067 | 10.3439 | 1.4194 | 1.297 | 20.3507 | 6.614 | 28.4593 | 26.1339 | 8.4935 | 36.5467 | 10.3439 | 2.2935 | 3.7012
PA | INSIG | MUNICIPAL | SWINEHART ANDREW J | PAG043935 | 001 | 1.0784 | 7.837% | 0.00040055 | 0.00043194 | 24.9197 | 3.9872 | 9.9727 | 30.5244 | 4.8839 | 12.2156 | 15.0168 | 2.6913 | 5.1087 | 24.9197 | 3.9872 | 9.9727 | 32.7817 | 5.2451 | 13.119 | 16.1273 | 2.8904 | 5.4865
PA | INSIG | MUNICIPAL | T J'S INC | PA0088340 | 001 | 1.0797 | 7.973% | 0.00030016 | 0.00032409 | 12.2904 | 1.4164 | 0 | 11.291 | 1.3013 | 0 | 8.8078 | 0.5014 | 0 | 9.9376 | 1.4164 | 0 | 9.809 | 1.3981 | 0 | 7.6517 | 0.53872 | 0 | 9.9376 | 2.2335 | 27.7696 | 9.809 | 2.2046 | 27.41 | 7.6517 | 0.84946 | 7.4055
PA | INSIG | MUNICIPAL | Tamarack Mobile Home Park | PA0261131 | 001 | 1.0784 | 7.837% | 0.016009 | 0.017263 | 25.7867 | 0 | 0 | 1263.4521 | 0 | 0 | 705.8028 | 0 | 0 | 20.8768 | 0 | 0 | 1097.6274 | 0 | 0 | 613.1682 | 0 | 0 | 20.8768 | 0 | 27.8046 | 1097.6274 | 0 | 1461.8688 | 613.1682 | 0 | 611.3719
PA | INSIG | MUNICIPAL | TAMMY SHORTMAN SUBDIVISION | PA0232319 | 001 | 1.1079 | 10.79% | 0.00040027 | 0.00044345 | 24.5587 | 0 | 29.918 | 30.0822 | 0 | 36.6468 | 21.5873 | 0 | 4.7812 | 24.5587 | 0 | 29.918 | 33.1679 | 0 | 40.406 | 23.8017 | 0 | 5.2717
PA | INSIG | MUNICIPAL | TATESVILLE STP | PA0247081 | 001 | 1.0356 | 3.558% | 0.12007 | 0.12434 | 17.9996 | 2.5597 | 29.918 | 6614.3763 | 940.6253 | 10994.0544 | 3607.7447 | 214.7023 | 979.0725 | 15.1747 | 2.5597 | 28.9535 | 5746.3151 | 969.3057 | 10964.016 | 3134.2695 | 221.2487 | 976.3975 | 15.1747 | 4.2084 | 28.9535 | 5746.3151 | 1593.6144 | 10964.016 | 3134.2695 | 363.7502 | 976.3975
PA | INSIG | MUNICIPAL | TAWNEY SFTF | PAG045260 | 001 | 1.0375 | 3.75% | 0.00040027 | 0.00041528 | 24.5587 | 4.0931 | 9.9727 | 30.0822 | 5.0137 | 12.2156 | 22.2767 | 2.2972 | 3.4783 | 20.6629 | 4.0931 | 9.9727 | 26.1339 | 5.1769 | 12.6132 | 19.3529 | 2.372 | 3.5915 | 20.6629 | 6.7154 | 28.8958 | 26.1339 | 8.4935 | 36.5467 | 19.3529 | 3.8916 | 10.4063
PA | INSIG | MUNICIPAL | TAYLOR, JUDITH A SFTF | PA0229164 | 001 | 1.0787 | 7.866% | 0.00040022 | 0.0004317 | 24.9197 | 3.9872 | 29.918 | 30.5244 | 4.8839 | 36.6468 | 14.6604 | 0.96815 | 2.3414 | 20.1692 | 3.9872 | 27.797 | 26.5179 | 5.2422 | 36.5467 | 12.7361 | 1.0392 | 2.335 | 20.1692 | 6.2933 | 27.797 | 26.5179 | 8.2742 | 36.5467 | 12.7361 | 1.6402 | 2.335
PA | INSIG | MUNICIPAL | TEATS, DENNIS | PAG044916 | 001 | 1.0878 | 8.781% | 0.00040055 | 0.00043572 | 24.5587 | 4.0931 | 9.9727 | 30.0822 | 5.0137 | 12.2156 | 12.6915 | 1.7354 | 2.9589 | 24.5587 | 4.0931 | 9.9727 | 32.5898 | 5.4316 | 13.2339 | 13.7494 | 1.8801 | 3.2056
PA | INSIG | MUNICIPAL | TEATS, MARJORIE JO | PAG044976 | 001 | 1.0324 | 3.236% | 0.00040055 | 0.00041351 | 24.5587 | 4.0931 | 9.9727 | 30.0822 | 5.0137 | 12.2156 | 17.9675 | 1.4617 | 1.9092 | 24.5587 | 4.0931 | 9.9727 | 30.9285 | 5.1547 | 12.5593 | 18.473 | 1.5028 | 1.963
PA | INSIG | MUNICIPAL | TELCO DEVELOPERS INC - GRETNA SPRINGS MHP | PA0081787 | 001 | 1.026 | 2.596% | 0.026414 | 0.0271 | 12.2575 | 0.52232 | 29.918 | 990.9466 | 42.2262 | 2418.692 | 773.5107 | 15.236 | 568.3537 | 10.4304 | 0.52232 | 29.2249 | 860.8781 | 43.1096 | 2412.0835 | 671.9822 | 15.5548 | 566.8008 | 10.4304 | 0.86677 | 29.2249 | 860.8781 | 71.5389 | 2412.0835 | 671.9822 | 25.8126 | 566.8008
PA | INSIG | MUNICIPAL | TERRE HILL BORO | PA0020222 | 001 | 1.0279 | 2.786% | 0.19292 | 0.19829 | 14.7145 | 0.77964 | 29.918 | 9462.564 | 501.3699 | 19239.5952 | 5021.0759 | 281.6789 | 7933.7695 | 13.6123 | 0.77964 | 18.7604 | 8220.5379 | 470.8294 | 11329.4832 | 4362.0254 | 264.5207 | 4671.9023 | 13.6123 | 1.4069 | 18.7604 | 8220.5379 | 849.6588 | 11329.4832 | 4362.0254 | 477.3541 | 4671.9023
PA | INSIG | MUNICIPAL | TERRY CONRAD SFTF | PAG045081 | 001 | 1.0214 | 2.139% | 0.00040027 | 0.00040884 | 24.5587 | 4.0931 | 9.9727 | 30.0822 | 5.0137 | 12.2156 | 22.1622 | 2.045 | 3.6292 | 20.9887 | 4.0931 | 9.9727 | 26.1339 | 5.0965 | 12.4174 | 19.2534 | 2.0788 | 3.6891 | 20.9887 | 6.8213 | 29.3515 | 26.1339 | 8.4935 | 36.5467 | 19.2534 | 3.4644 | 10.8578
PA | INSIG | MUNICIPAL | TETI, JOHN A SR | PAG045024 | 001 | 1.0787 | 7.866% | 0.00040055 | 0.00043206 | 24.5587 | 4.0931 | 9.9727 | 30.0822 | 5.0137 | 12.2156 | 14.4546 | 0.9734 | 0.74068 | 24.5587 | 4.0931 | 9.9727 | 32.3156 | 5.3859 | 13.1226 | 15.5278 | 1.0457 | 0.79568
PA | INSIG | MUNICIPAL | THE MEADOWS AT WATSONTOWN LLC | PA0112534 | 001 | 1.0306 | 3.06% | 0.053029 | 0.054652 | 20.3146 | 2.781 | 29.918 | 3297.0625 | 451.3643 | 4855.7074 | 2360.2385 | 184.3801 | 984.9587 | 17.2086 | 2.781 | 29.0932 | 2864.3006 | 462.8923 | 4842.4404 | 2050.4411 | 189.0893 | 982.2675 | 17.2086 | 4.5943 | 29.0932 | 2864.3006 | 764.6929 | 4842.4404 | 2050.4411 | 312.3734 | 982.2675
PA | INSIG | MUNICIPAL | THE TABERNACLE OF THE LIVING G | PA0228281 | 001 | 1.0787 | 7.866% | 0.0018008 | 0.0019425 | 14.9651 | 5.0637 | 19.9454 | 68.7409 | 23.2596 | 91.6171 | 46.185 | 6.2644 | 6.3407 | 10.0945 | 5.0637 | 19.9454 | 59.7182 | 29.9565 | 117.9953 | 40.1229 | 8.0681 | 8.1663 | 10.0945 | 6.661 | 30.8884 | 59.7182 | 39.406 | 182.7336 | 40.1229 | 10.6131 | 12.6467
PA | INSIG | MUNICIPAL | THE WAGO CLUB | PA0262064 | 001 | 1.0648 | 6.482% | 0.0015021 | 0.0015994 | 24.9197 | 3.9872 | 9.9727 | 114.4665 | 18.3146 | 45.8086 | 86.7383 | 9.0267 | 12.9301 | 24.9197 | 3.9872 | 9.9727 | 121.3868 | 19.4219 | 48.578 | 91.9822 | 9.5724 | 13.7118
PA | INSIG | MUNICIPAL | THEO BROBECK SFTF | PAG044924 | 001 | 1.0356 | 3.558% | 0.00040027 | 0.00041451 | 24.5587 | 4.0931 | 9.9727 | 30.0822 | 5.0137 | 12.2156 | 17.8767 | 0.96288 | 1.0876 | 20.7013 | 4.0931 | 9.9727 | 26.1339 | 5.1673 | 12.5898 | 15.5304 | 0.99237 | 1.1209 | 20.7013 | 6.7279 | 28.9495 | 26.1339 | 8.4935 | 36.5467 | 15.5304 | 1.6312 | 3.2538
PA | INSIG | MUNICIPAL | THOMAS HARRIS SFTF | PA0209686 | 001 | 1.0324 | 3.236% | 0.00040022 | 0.00041317 | 24.9197 | 3.9872 | 9.9727 | 30.5244 | 4.8839 | 12.2156 | 12.9917 | 1.6785 | 2.8521 | 21.0738 | 3.9872 | 9.9727 | 26.5179 | 5.0172 | 12.549 | 11.2864 | 1.7243 | 2.9299 | 21.0738 | 6.5755 | 29.0437 | 26.5179 | 8.2742 | 36.5467 | 11.2864 | 2.8437 | 8.5329
PA | INSIG | MUNICIPAL | THOMAS HENRY G SEWER SYS | PAG045975 | 001 | 1.0787 | 7.866% | 0.00040027 | 0.00043176 | 24.5587 | 4.0931 | 9.9727 | 30.0822 | 5.0137 | 12.2156 | 21.3037 | 1.9114 | 3.1302 | 19.8744 | 4.0931 | 9.9727 | 26.1339 | 5.3823 | 13.1136 | 18.5076 | 2.052 | 3.3603 | 19.8744 | 6.4592 | 27.7932 | 26.1339 | 8.4935 | 36.5467 | 18.5076 | 3.2381 | 9.365
PA | INSIG | MUNICIPAL | THOMAS R SHROUT | PA0209431 | 001 | 1.0787 | 7.866% | 0.00040022 | 0.0004317 | 24.9197 | 3.9872 | 9.9727 | 30.5244 | 4.8839 | 12.2156 | 19.2095 | 2.3412 | 1.2903 | 20.1692 | 3.9872 | 9.9727 | 26.5179 | 5.2422 | 13.1118 | 16.6881 | 2.513 | 1.3849 | 20.1692 | 6.2933 | 27.797 | 26.5179 | 8.2742 | 36.5467 | 16.6881 | 3.9665 | 3.8602
PA | INSIG | MUNICIPAL | THOMAS, HENRY | PAG044975 | 001 | 1.0375 | 3.75% | 0.00040055 | 0.00041557 | 24.5587 | 4.0931 | 9.9727 | 30.0822 | 5.0137 | 12.2156 | 21.6835 | 1.8896 | 3.3461 | 24.5587 | 4.0931 | 9.9727 | 31.0825 | 5.1804 | 12.6218 | 22.4046 | 1.9525 | 3.4573
PA | INSIG | MUNICIPAL | THOMPSON BOROUGH WWTP | PA0063975 | 001 | 1.0261 | 2.614% | 0.030016 | 0.030801 | 24.9197 | 3.9872 | 0 | 2289.33 | 366.2928 | 0 | 955.7522 | 141.8437 | 0 | 21.2016 | 3.9872 | 0 | 1988.8398 | 374.0202 | 0 | 830.3032 | 144.8361 | 0 | 21.2016 | 6.6154 | 29.2199 | 1988.8398 | 620.5664 | 2741.004 | 830.3032 | 240.3089 | 544.4831
PA | INSIG | MUNICIPAL | THOMPSONTOWN MUN AUTH | PA0111422 | 001 | 0.99936 | -0.06435% | 0.20011 | 0.19998 | 11.5131 | 1.5947 | 0 | 7051.2658 | 976.6685 | 0 | 5749.3836 | 380.5475 | 0 | 10.0576 | 1.5947 | 0 | 6125.6266 | 971.2456 | 0 | 4994.6462 | 378.4345 | 0 | 10.0576 | 2.7171 | 30.0029 | 6125.6266 | 1654.8437 | 18273.36 | 4994.6462 | 644.7906 | 4756.0484
PA | INSIG | MUNICIPAL | THORNHILL, SIDNEY & BRENDA | PAG044979 | 001 | 1.0324 | 3.236% | 0.00040055 | 0.00041351 | 24.5587 | 4.0931 | 9.9727 | 30.0822 | 5.0137 | 12.2156 | 18.0179 | 0.98575 | 0.83964 | 24.5587 | 4.0931 | 9.9727 | 30.9285 | 5.1547 | 12.5593 | 18.5247 | 1.0135 | 0.86326
PA | INSIG | MUNICIPAL | THOUSAND TRAILS INC | PA0081841 | 001 | 1.026 | 2.596% | 0.040022 | 0.041061 | 14.8605 | 0.073676 | 9.9727 | 1820.2746 | 9.0247 | 1221.5616 | 1169.3794 | 4.3661 | 346.772 | 12.6451 | 0.073676 | 9.9727 | 1581.3133 | 9.2135 | 1247.1172 | 1015.8661 | 4.4574 | 354.0266 | 12.6451 | 0.12241 | 29.2249 | 1581.3133 | 15.3073 | 3654.672 | 1015.8661 | 7.4056 | 1037.4736
PA | INSIG | MUNICIPAL | THRUSH RUTH A | PAG043924 | 001 | 1.0461 | 4.605% | 0.00040055 | 0.00041899 | 24.9197 | 3.9872 | 9.9727 | 30.5244 | 4.8839 | 12.2156 | 20.731 | 2.1602 | 3.2144 | 24.9197 | 3.9872 | 9.9727 | 31.7993 | 5.0879 | 12.7258 | 21.5969 | 2.2505 | 3.3487
PA | INSIG | MUNICIPAL | TIGER PROPERTIES | PA0261190 | 001 | 1.0461 | 4.605% | 0.00050027 | 0.00052331 | 24.9197 | 3.9872 | 9.9727 | 38.1555 | 6.1049 | 15.2695 | 28.5479 | 2.7003 | 4.018 | 20.798 | 3.9872 | 9.9727 | 33.1473 | 6.3546 | 15.8942 | 24.8008 | 2.8108 | 4.1824 | 20.798 | 6.4895 | 28.6636 | 33.1473 | 10.3428 | 45.6834 | 24.8008 | 4.5748 | 12.0212
PA | INSIG | MUNICIPAL | TILLOTSON ROBBIE D & TAMMY M | PAG044866 | 001 | 1.0375 | 3.75% | 0.00040027 | 0.00041528 | 24.5587 | 4.0931 | 9.9727 | 30.0822 | 5.0137 | 12.2156 | 21.0957 | 1.8574 | 3.53 | 20.6629 | 4.0931 | 9.9727 | 26.1339 | 5.1769 | 12.6132 | 18.3268 | 1.9178 | 3.6449 | 20.6629 | 6.7154 | 28.8958 | 26.1339 | 8.4935 | 36.5467 | 18.3268 | 3.1465 | 10.5612
PA | INSIG | MUNICIPAL | TIMBERLAND ESTATES, INC | PA0033782 | 001 | 1.0375 | 3.75% | 0.050344 | 0.052232 | 8.2846 | 1.2636 | 29.918 | 2029.5674 | 309.5556 | 7329.3696 | 1463.202 | 126.2369 | 1870.6707 | 8.2846 | 1.2636 | 17.5181 | 1317.8688 | 201.0052 | 2786.6874 | 950.108 | 81.97 | 711.2446 | 11.0839 | 3.2968 | 17.5181 | 1763.1728 | 524.4432 | 2786.6874 | 1271.1467 | 213.8683 | 711.2446
PA | INSIG | MUNICIPAL | TIMELESS TOWNS OF AMERICA INC | PA0081370 | 001 | 1.0294 | 2.943% | 0.10506 | 0.10815 | 15.6895 | 0.77052 | 0 | 5044.7676 | 247.7513 | 0 | 3870.7909 | 176.6009 | 0 | 13.3058 | 0.77052 | 0 | 4382.6074 | 253.7894 | 0 | 3362.7232 | 180.905 | 0 | 13.3058 | 1.2743 | 29.1264 | 4382.6074 | 419.7356 | 9593.514 | 3362.7232 | 299.194 | 4762.8961
PA | INSIG | MUNICIPAL | TIMOTHY ULMER SFTF | PAG045016 | 001 | 1.0689 | 6.893% | 0.00040027 | 0.00042787 | 24.5587 | 4.0931 | 9.9727 | 30.0822 | 5.0137 | 12.2156 | 17.4917 | 1.8144 | 2.2715 | 20.0553 | 4.0931 | 9.9727 | 26.1339 | 5.3337 | 12.9953 | 15.1959 | 1.9302 | 2.4165 | 20.0553 | 6.518 | 28.0462 | 26.1339 | 8.4935 | 36.5467 | 15.1959 | 3.0737 | 6.796
PA | INSIG | MUNICIPAL | TIOGA BORO | PA0209236 | 001 | 1.0534 | 5.342% | 0.060033 | 0.06324 | 14.2818 | 0.96578 | 29.918 | 2624.0809 | 177.4485 | 5497.0272 | 1134.1451 | 70.2498 | 372.2485 | 11.8364 | 0.96578 | 28.4632 | 2279.6878 | 186.0089 | 5482.008 | 985.2961 | 73.6388 | 371.2314 | 11.8364 | 1.5611 | 28.4632 | 2279.6878 | 300.6644 | 5482.008 | 985.2961 | 119.0295 | 371.2314
PA | INSIG | MUNICIPAL | TODD TOWNSHIP SUPERVISORS | PA0083585 | 001 | 1.027 | 2.705% | 0.020211 | 0.020758 | 16.8633 | 1.1441 | 29.918 | 1043.1275 | 70.7695 | 1850.6658 | 968.0046 | 38.2066 | 866.6711 | 14.3348 | 1.1441 | 29.1939 | 906.231 | 72.3267 | 1845.6094 | 840.967 | 39.0473 | 864.3031 | 14.3348 | 1.8969 | 29.1939 | 906.231 | 119.9224 | 1845.6094 | 840.967 | 64.743 | 864.3031
PA | INSIG | MUNICIPAL | TOLAN SEW SYS | PA0228168 | 001 | 1.0787 | 7.866% | 0.00040022 | 0.0004317 | 24.9197 | 3.9872 | 0 | 30.5244 | 4.8839 | 0 | 15.5028 | 1.654 | 0 | 20.1692 | 3.9872 | 0 | 26.5179 | 5.2422 | 0 | 13.4679 | 1.7753 | 0 | 20.1692 | 6.2933 | 27.797 | 26.5179 | 8.2742 | 36.5467 | 13.4679 | 2.8021 | 3.0501
PA | INSIG | MUNICIPAL | TOM FRANK SEW SYS | PAG045121 | 001 | 1.0784 | 7.837% | 0.00040027 | 0.00043164 | 24.5587 | 4.0931 | 9.9727 | 30.0822 | 5.0137 | 12.2156 | 23.9516 | 1.5399 | 3.0418 | 19.8799 | 4.0931 | 9.9727 | 26.1339 | 5.3808 | 13.11 | 20.8079 | 1.6527 | 3.2645 | 19.8799 | 6.4609 | 27.8008 | 26.1339 | 8.4935 | 36.5467 | 20.8079 | 2.6087 | 9.1004
PA | INSIG | MUNICIPAL | TORRES JUAN B & WAGNER CHERYL L SEW TRMT | PAG044973 | 001 | 1.0306 | 3.06% | 0.00040027 | 0.00041252 | 24.5587 | 4.0931 | 9.9727 | 30.0822 | 5.0137 | 12.2156 | 21.4587 | 2.0842 | 3.9662 | 20.8012 | 4.0931 | 9.9727 | 26.1339 | 5.1425 | 12.5293 | 18.6422 | 2.1378 | 4.068 | 20.8012 | 6.7604 | 29.0893 | 26.1339 | 8.4935 | 36.5467 | 18.6422 | 3.5308 | 11.866
PA | INSIG | MUNICIPAL | TRAINERS MIDWAY LODGINGS | PA0087408 | 001 | 1.0988 | 9.88% | 0.024013 | 0.026386 | 23.3249 | 4.3171 | 29.918 | 1714.2503 | 317.2828 | 2198.8109 | 1259.9173 | 144.1026 | 551.1761 | 18.5323 | 4.3171 | 27.2875 | 1489.2433 | 346.919 | 2192.8032 | 1094.5446 | 157.5627 | 549.6701 | 18.5323 | 6.6891 | 27.2875 | 1489.2433 | 537.5346 | 2192.8032 | 1094.5446 | 244.1359 | 549.6701
PA | INSIG | MUNICIPAL | TRAUTNER, D.& C. | PAG044872 | 001 | 1.0787 | 7.866% | 0.00040027 | 0.00043176 | 24.5587 | 4.0931 | 9.9727 | 30.0822 | 5.0137 | 12.2156 | 15.3929 | 0.9734 | 0.74068 | 19.8744 | 4.0931 | 9.9727 | 26.1339 | 5.3823 | 13.1136 | 13.3726 | 1.045 | 0.79513 | 19.8744 | 6.4592 | 27.7932 | 26.1339 | 8.4935 | 36.5467 | 13.3726 | 1.649 | 2.216
PA | INSIG | MUNICIPAL | TRINIDAD,TERRY AND VICKI | PAG045000 | 001 | 1.0324 | 3.236% | 0.00040055 | 0.00041351 | 24.5587 | 4.0931 | 9.9727 | 30.0822 | 5.0137 | 12.2156 | 18.5805 | 1.776 | 3.0764 | 24.5587 | 4.0931 | 9.9727 | 30.9285 | 5.1547 | 12.5593 | 19.1032 | 1.826 | 3.163
PA | INSIG | MUNICIPAL | TRIPLE CROWN CORP - MEADOW VIE | PA0087459 | 001 | 1.0797 | 7.973% | 0.031737 | 0.034268 | 28.0429 | 4.9539 | 29.918 | 2726.5254 | 481.6577 | 2908.8436 | 1628.1899 | 191.9071 | 719.7845 | 22.6964 | 4.9539 | 27.7521 | 2368.6886 | 517.0146 | 2896.3276 | 1414.5017 | 205.9944 | 716.6874 | 22.6964 | 7.8193 | 27.7521 | 2368.6886 | 816.0582 | 2896.3276 | 1414.5017 | 325.1425 | 716.6874
PA | INSIG | MUNICIPAL | TRI-VALLEY SCH DIST - HEGINS-H | PA0031267 | 001 | 1.1017 | 10.17% | 0.0022012 | 0.0024251 | 24.9197 | 1.864 | 29.918 | 167.8842 | 12.5577 | 201.5577 | 96.2803 | 5.382 | 65.1441 | 19.7474 | 1.864 | 27.2157 | 145.8483 | 13.7669 | 201.007 | 83.6429 | 5.9002 | 64.9661 | 19.7474 | 2.8806 | 27.2157 | 145.8483 | 21.2751 | 201.007 | 83.6429 | 9.118 | 64.9661
PA | INSIG | MUNICIPAL | TULPEHOCKEN TWP - MOUNT AETNA | PA0088510 | 001 | 1.0988 | 9.88% | 0.05503 | 0.060467 | 9.5258 | 0.6549 | 29.918 | 1604.3836 | 110.3014 | 5038.9416 | 1113.7567 | 50.0964 | 1263.1118 | 7.5689 | 0.6549 | 27.2875 | 1393.8718 | 120.6042 | 5025.174 | 967.6202 | 54.7757 | 1259.6607 | 7.5689 | 1.0147 | 27.2875 | 1393.8718 | 186.868 | 5025.174 | 967.6202 | 84.8712 | 1259.6607
PA | INSIG | MUNICIPAL | TULPEHOCKEN TWP - REHRERSBURG | PA0088528 | 001 | 1.0988 | 9.88% | 0.065036 | 0.071461 | 17.9422 | 0.39872 | 29.918 | 3571.3548 | 79.3634 | 5955.1128 | 2450.7639 | 36.0451 | 1492.7685 | 14.2556 | 0.39872 | 27.2875 | 3102.5901 | 86.7765 | 5938.842 | 2129.0844 | 39.4119 | 1488.6899 | 14.2556 | 0.61779 | 27.2875 | 3102.5901 | 134.456 | 5938.842 | 2129.0844 | 61.0669 | 1488.6899
PA | INSIG | MUNICIPAL | TUNKHANNOCK BORO MUN AUTH | PA0020940 | 001 | 1.0068 | 0.6835% | 0.30016 | 0.30222 | 15.6586 | 3.5299 | 29.918 | 14385.3041 | 3242.8603 | 27485.136 | 11060.8126 | 1481.3255 | 7032.9259 | 15.6586 | 2.8975 | 29.78 | 14412.4763 | 2666.884 | 27410.04 | 11081.7052 | 1218.2218 | 7013.7103 | 20.3807 | 2.8975 | 29.78 | 18758.7371 | 2666.884 | 27410.04 | 14423.5308 | 1218.2218 | 7013.7103
PA | INSIG | MUNICIPAL | TURBERVILLE, NC & RO | PAG044930 | 001 | 1.0534 | 5.342% | 0.00040027 | 0.00042165 | 24.5587 | 4.0931 | 9.9727 | 30.0822 | 5.0137 | 12.2156 | 13.1596 | 2.1798 | 0.92444 | 20.3507 | 4.0931 | 9.9727 | 26.1339 | 5.2563 | 12.8067 | 11.4324 | 2.2852 | 0.96917 | 20.3507 | 6.614 | 28.4593 | 26.1339 | 8.4935 | 36.5467 | 11.4324 | 3.6926 | 2.7657
PA | INSIG | MUNICIPAL | TURBOTVILLE BOROUGH | PA0028100 | 001 | 1.0557 | 5.567% | 0.13607 | 0.14365 | 8.0586 | 2.6027 | 29.918 | 3356.1699 | 1083.9616 | 12459.9283 | 2355.1585 | 500.1364 | 3409.159 | 8.0586 | 2.6027 | 28.4025 | 3525.5925 | 1138.6811 | 12425.8848 | 2474.0491 | 525.3838 | 3399.8444 | 13.4862 | 4.1958 | 28.4025 | 5900.1187 | 1835.6353 | 12425.8848 | 4140.349 | 846.9563 | 3399.8444
PA | INSIG | MUNICIPAL | TUSCARORA SCHOOL DISTRICT/MONT | PA0080501 | 001 | 1.0466 | 4.663% | 0.012007 | 0.012566 | 2.3467 | 0.37002 | 9.9727 | 86.2356 | 13.5972 | 366.4685 | 82.5025 | 8.7327 | 200.3863 | 2.3467 | 0.37002 | 9.9727 | 89.8134 | 14.1613 | 381.6727 | 85.9254 | 9.095 | 208.7 | 18.2888 | 6.9902 | 28.6477 | 699.9443 | 267.5262 | 1096.4016 | 669.6443 | 171.8171 | 599.5165
PA | INSIG | MUNICIPAL | TWIGG, GARY | PAG043685 | 001 | 1.0356 | 3.558% | 0.00040055 | 0.0004148 | 24.5587 | 4.0931 | 9.9727 | 30.0822 | 5.0137 | 12.2156 | 15.6724 | 1.0817 | 1.0098 | 24.5587 | 4.0931 | 9.9727 | 31.0249 | 5.1708 | 12.5984 | 16.1635 | 1.1156 | 1.0415
PA | INSIG | MUNICIPAL | TWIN COUNTY JOINT MUN AUTH | PA0064220 | 001 | 1.1017 | 10.17% | 0.13007 | 0.1433 | 3.5785 | 5.1753 | 0 | 1424.5737 | 2060.2749 | 0 | 1030.2406 | 825.9034 | 0 | 2.8357 | 5.1753 | 0 | 1237.5887 | 2258.6613 | 0 | 895.0145 | 905.4306 | 0 | 2.8357 | 7.9978 | 27.2157 | 1237.5887 | 3490.479 | 11877.684 | 895.0145 | 1399.2299 | 3015.6944
PA | INSIG | MUNICIPAL | TWIN GROVE PARK CAMPGROUND | PA0247936 | 001 | 1.026 | 2.596% | 0.045025 | 0.046193 | 59.7276 | 12.5795 | 0 | 8230.5992 | 1733.4807 | 0 | 5453.5779 | 421.7395 | 0 | 50.8247 | 12.5795 | 0 | 7150.2769 | 1769.7458 | 0 | 4737.7586 | 430.5625 | 0 | 50.8247 | 20.8752 | 29.2249 | 7150.2769 | 2936.8303 | 4111.506 | 4737.7586 | 714.5032 | 627.3961
PA | INSIG | MUNICIPAL | TWIN HILL MEADOWS PHASE II | PAG043903 | 001 | 1.0466 | 4.663% | 0.0016011 | 0.0016758 | 30.6984 | 5.1164 | 9.9727 | 150.411 | 25.0685 | 48.8625 | 127.2612 | 16.1001 | 26.7182 | 25.6029 | 5.1164 | 9.9727 | 130.6673 | 26.1121 | 50.8967 | 110.5563 | 16.7704 | 27.8305 | 25.6029 | 8.3219 | 28.6438 | 130.6673 | 42.4716 | 146.1869 | 110.5563 | 27.2771 | 79.9355
PA | INSIG | MUNICIPAL | TWIN VALLEY SCHOOL DISTRICT | PA0031631 | 001 | 1.0988 | 9.88% | 0.027015 | 0.029684 | 37.5961 | 1.2128 | 29.918 | 3108.4932 | 100.274 | 2473.6622 | 1956.2326 | 56.0359 | 1193.499 | 29.8711 | 1.2128 | 27.2875 | 2700.4706 | 109.6402 | 2466.9036 | 1699.4564 | 61.27 | 1190.2381 | 29.8711 | 1.8796 | 27.2875 | 2700.4706 | 169.9266 | 2466.9036 | 1699.4564 | 94.9597 | 1190.2381
PA | INSIG | MUNICIPAL | TYLER MEMORIAL HOSPITAL | PA0036765 | 001 | 1.0284 | 2.841% | 0.024413 | 0.025107 | 24.9197 | 3.9872 | 29.918 | 1861.9884 | 297.9181 | 2235.4577 | 1389.782 | 130.0189 | 579.6838 | 21.1546 | 3.9872 | 29.1551 | 1617.5897 | 304.8784 | 2229.3499 | 1207.3636 | 133.0566 | 578.1 | 21.1546 | 6.6008 | 29.1551 | 1617.5897 | 504.7273 | 2229.3499 | 1207.3636 | 220.2756 | 578.1
PA | INSIG | MUNICIPAL | UNDERWOOD KEITH L | PAG042216 | 001 | 1.0324 | 3.236% | 0.00040027 | 0.00041323 | 24.5587 | 4.0931 | 9.9727 | 30.0822 | 5.0137 | 12.2156 | 17.4695 | 0.85582 | 0.82419 | 20.7658 | 4.0931 | 9.9727 | 26.1339 | 5.1512 | 12.5507 | 15.1767 | 0.87929 | 0.84679 | 20.7658 | 6.7489 | 29.0398 | 26.1339 | 8.4935 | 36.5467 | 15.1767 | 1.4498 | 2.4658
PA | INSIG | MUNICIPAL | UNION TWP | PA0083607 | 001 | 1.026 | 2.596% | 0.15008 | 0.15398 | 15.949 | 2.1262 | 0 | 7326.0164 | 976.6685 | 0 | 5294.8919 | 423.2708 | 0 | 13.5713 | 2.1262 | 0 | 6364.2874 | 997.1008 | 0 | 4599.8004 | 432.1258 | 0 | 13.5713 | 3.5283 | 29.2249 | 6364.2874 | 1654.5851 | 13705.02 | 4599.8004 | 717.0678 | 2947.8038
PA | INSIG | MUNICIPAL | UNION-CHAPMAN REGIONAL AUTH | PA0228338 | 001 | 1.0328 | 3.284% | 0.077042 | 0.079572 | 5.8188 | 0.46906 | 0 | 1372.0336 | 110.6014 | 0 | 1077.8862 | 44.995 | 0 | 4.9189 | 0.46906 | 0 | 1192.0469 | 113.6725 | 0 | 936.4865 | 46.2444 | 0 | 4.9189 | 0.77391 | 29.0302 | 1192.0469 | 187.5507 | 7035.2436 | 936.4865 | 76.2996 | 1866.2658
PA | INSIG | MUNICIPAL | UNITED METHODIST CHURCH - CENT | PA0082465 | 001 | 1.0466 | 4.663% | 0.013207 | 0.013823 | 24.8376 | 1.2892 | 29.918 | 1003.9857 | 52.1109 | 1209.346 | 911.3699 | 37.3619 | 811.5953 | 20.7183 | 1.2892 | 28.6477 | 872.2192 | 54.2729 | 1206.0418 | 791.7586 | 38.912 | 809.3778 | 20.7183 | 2.0966 | 28.6477 | 872.2192 | 88.2632 | 1206.0418 | 791.7586 | 63.2819 | 809.3778
PA | INSIG | MUNICIPAL | UNITED MOBILE HOMES INC | PA0050750 | 001 | 1.0724 | 7.242% | 0.047026 | 0.050431 | 13.1677 | 1.1496 | 29.918 | 1895.1781 | 165.4521 | 4306.0046 | 2127.2228 | 197.6671 | 4028.4769 | 10.7195 | 1.1496 | 27.9589 | 1646.4146 | 176.5619 | 4294.2396 | 1848.0009 | 210.9401 | 4017.4702 | 10.7195 | 1.8246 | 27.9589 | 1646.4146 | 280.2426 | 4294.2396 | 1848.0009 | 334.8084 | 4017.4702
PA | INSIG | MUNICIPAL | UNITED WATER PA | PA0110485 | 001 | 1.0214 | 2.139% | 0.035019 | 0.035768 | 5.1456 | 0.76717 | 29.918 | 551.5068 | 82.2247 | 3206.5992 | 443.9737 | 39.8613 | 943.7155 | 5.1456 | 0.76717 | 29.918 | 560.5389 | 83.5713 | 3259.1137 | 451.2446 | 40.5142 | 959.1708 | 12.6514 | 3.3679 | 58.7111 | 1378.1732 | 366.884 | 6395.676 | 1109.456 | 177.8602 | 1882.2741
PA | INSIG | MUNICIPAL | UPPER AUGUSTA TWP | PA0112470 | 001 | 1.0306 | 3.06% | 0.0090049 | 0.0092805 | 6.2709 | 1.5763 | 29.918 | 172.8292 | 43.4423 | 824.5541 | 135.4456 | 20.7696 | 250.5957 | 5.312 | 1.5763 | 29.0932 | 150.1415 | 44.5519 | 822.3012 | 117.6653 | 21.3 | 249.911 | 5.312 | 2.6034 | 29.0932 | 150.1415 | 73.5837 | 822.3012 | 117.6653 | 35.18 | 249.911
PA | INSIG | MUNICIPAL | US ARMY CORP ENG/BALTIMORE DIS | PA0046094 | 001 | 1.0534 | 5.342% | 0.062534 | 0.065875 | 3.419 | 0.73892 | 29.918 | 654.3775 | 141.4234 | 5726.07 | 282.8263 | 55.9879 | 387.7588 | 2.8335 | 0.73892 | 28.4632 | 568.4767 | 148.2459 | 5710.425 | 245.6994 | 58.6888 | 386.6994 | 2.8335 | 1.1938 | 28.4632 | 568.4767 | 239.4998 | 5710.425 | 245.6994 | 94.8152 | 386.6994
PA | INSIG | MUNICIPAL | US ARMY CORPS ENG/BALTIMORE DI | PA0114111 | 001 | 1.0534 | 5.342% | 0.010005 | 0.01054 | 4.8769 | 0.036389 | 29.918 | 149.3447 | 1.1143 | 916.1712 | 66.0034 | 0.35615 | 66.9579 | 4.0421 | 0.036389 | 28.4632 | 129.7519 | 1.1681 | 913.668 | 57.3443 | 0.37333 | 66.775 | 4.0421 | 0.059608 | 28.4632 | 129.7519 | 1.9134 | 913.668 | 57.3443 | 0.61154 | 66.775
PA | INSIG | MUNICIPAL | US ARMY CORPS OF ENGINEERS | PA0039748 | 001 | 1.1122 | 11.22% | 0.15008 | 0.16692 | 31.4986 | 0.30302 | 0 | 14468.5656 | 139.1913 | 0 | 9126.2648 | 26.7946 | 0 | 24.7256 | 0.30302 | 0 | 12569.4676 | 154.0447 | 0 | 7928.3803 | 29.6539 | 0 | 24.7256 | 0.46388 | 26.9594 | 12569.4676 | 235.8152 | 13705.02 | 7928.3803 | 45.3949 | 923.4424
PA | INSIG | MUNICIPAL | US ARMY CORPS OF ENGINEERS - T | PA0060232 | 001 | 1.0534 | 5.342% | 0.020011 | 0.02108 | 9.2402 | 0.12059 | 29.918 | 565.919 | 7.3859 | 1832.3424 | 250.11 | 2.3606 | 133.9158 | 7.658 | 0.12059 | 28.4632 | 491.6412 | 7.7422 | 1827.336 | 217.2826 | 2.4745 | 133.5499 | 7.658 | 0.19493 | 28.4632 | 491.6412 | 12.5148 | 1827.336 | 217.2826 | 3.9998 | 133.5499
PA | INSIG | MUNICIPAL | US DEPT OF JUSTICE/FED BUR OF | PA0034797 | 001 | 1.0878 | 8.781% | 0.20011 | 0.21768 | 24.9197 | 3.9872 | 0 | 15262.2 | 2441.952 | 0 | 7816.2223 | 845.2506 | 0 | 19.9995 | 3.9872 | 0 | 13258.9321 | 2643.339 | 0 | 6790.2898 | 914.9581 | 0 | 19.9995 | 6.2403 | 27.5632 | 13258.9321 | 4137.1091 | 18273.36 | 6790.2898 | 1432.0076 | 4426.2672
PA | INSIG | MUNICIPAL | US DEPT OF LABOR - RED ROCK JO | PA0060062 | 001 | 1.0706 | 7.056% | 0.050027 | 0.053557 | 20.3046 | 2.9425 | 9.9727 | 3108.9101 | 450.5401 | 1526.952 | 1595.861 | 59.2293 | 12.8347 | 16.5583 | 2.9425 | 9.9727 | 2700.8445 | 479.9591 | 1626.6574 | 1386.3933 | 63.0968 | 13.6727 | 16.5583 | 4.6796 | 28.0075 | 2700.8445 | 763.2966 | 4568.34 | 1386.3933 | 100.3452 | 38.3987
PA | INSIG | MUNICIPAL | USF RED STAR | PA0062065 | 001 | 1.0463 | 4.634% | 0.0050027 | 0.0052346 | 24.9197 | 3.9872 | 29.918 | 381.555 | 61.0488 | 458.0856 | 233.3828 | 24.7616 | 95.2083 | 20.7922 | 3.9872 | 28.6556 | 331.4733 | 63.5642 | 456.834 | 202.7497 | 25.7818 | 94.9481 | 20.7922 | 6.4877 | 28.6556 | 331.4733 | 103.4277 | 456.834 | 202.7497 | 41.9506 | 94.9481
PA | INSIG | MUNICIPAL | VALE WOOD DAIRY | PA0009466 | 001 | 1.0878 | 8.781% | 0.022212 | 0.024163 | 3.1897 | 3.5884 | 60.3347 | 214.8918 | 241.7532 | 4064.7462 | 90.5775 | 38.3544 | 203.0477 | 3.1897 | 3.5884 | 27.315 | 234.7273 | 264.0683 | 2010.0696 | 98.9382 | 41.8947 | 100.4097 | 19.8194 | 6.1841 | 27.315 | 1458.4825 | 455.082 | 2010.0696 | 614.7545 | 72.1992 | 100.4097
PA | INSIG | MUNICIPAL | VALLEY CREEK ESTATES HOMEOWNER | PA0087050 | 001 | 1.0466 | 4.663% | 0.012507 | 0.01309 | 14.709 | 3.0387 | 0 | 563.0384 | 116.3178 | 0 | 466.8453 | 74.7044 | 0 | 14.709 | 3.0387 | 0 | 586.3979 | 121.1437 | 0 | 486.2139 | 77.8038 | 0 | 63.7171 | 18.835 | 28.6477 | 2540.1794 | 750.8853 | 1142.085 | 2106.1988 | 482.2517 | 624.4963
PA | INSIG | MUNICIPAL | VALLEY TWP MUN AUTH | PA0029068 | 001 | 1.0104 | 1.036% | 0.21012 | 0.21229 | 11.1619 | 0.79711 | 29.918 | 7177.9767 | 512.6005 | 19239.5952 | 5303.5147 | 226.8634 | 5400.5897 | 9.6449 | 0.79711 | 29.676 | 6235.8879 | 515.3685 | 19187.028 | 4607.4437 | 228.0884 | 5385.8339 | 9.6449 | 2.3499 | 29.676 | 6235.8879 | 1519.3016 | 19187.028 | 4607.4437 | 672.4025 | 5385.8339
PA | INSIG | MUNICIPAL | VALLEY VIEW MANOR MHP | PA0080446 | 001 | 1.0466 | 4.663% | 0.010005 | 0.010472 | 16.3214 | 0.85724 | 9.9727 | 499.8065 | 26.251 | 305.3904 | 498.8138 | 19.2901 | 175.7788 | 13.6143 | 0.85724 | 9.9727 | 434.2035 | 27.3401 | 318.0606 | 433.3411 | 20.0904 | 183.0715 | 13.6143 | 1.3945 | 28.6477 | 434.2035 | 44.4739 | 913.668 | 433.3411 | 32.6809 | 525.8955
PA | INSIG | MUNICIPAL | VAN SCOYOC,FRANK AND LEONA | PA0219371 | 001 | 1.0878 | 8.781% | 0.00040022 | 0.00043536 | 24.9197 | 3.9872 | 9.9727 | 30.5244 | 4.8839 | 12.2156 | 15.6324 | 1.6905 | 2.9589 | 19.9995 | 3.9872 | 9.9727 | 26.5179 | 5.2867 | 13.223 | 13.5806 | 1.8299 | 3.203 | 19.9995 | 6.2403 | 27.5632 | 26.5179 | 8.2742 | 36.5467 | 13.5806 | 2.864 | 8.8525
PA | INSIG | MUNICIPAL | VANCAMPEN, JAMES C | PAG044816 | 001 | 1.0787 | 7.866% | 0.00040027 | 0.00043176 | 24.5587 | 4.0931 | 9.9727 | 30.0822 | 5.0137 | 12.2156 | 14.4397 | 0.9734 | 0.74068 | 19.8744 | 4.0931 | 9.9727 | 26.1339 | 5.3823 | 13.1136 | 12.5445 | 1.045 | 0.79513 | 19.8744 | 6.4592 | 27.7932 | 26.1339 | 8.4935 | 36.5467 | 12.5445 | 1.649 | 2.216
PA | INSIG | MUNICIPAL | VELMA KERSTETTER | PA0261157 | 001 | 0.99936 | -0.06435% | 0.00040022 | 0.00039996 | 24.9197 | 3.9872 | 9.9727 | 30.5244 | 4.8839 | 12.2156 | 22.0433 | 1.903 | 3.1794 | 21.7697 | 3.9872 | 9.9727 | 26.5179 | 4.8568 | 12.1478 | 19.15 | 1.8924 | 3.1617 | 21.7697 | 6.7927 | 30.0029 | 26.5179 | 8.2742 | 36.5467 | 19.15 | 3.224 | 9.5121
PA | INSIG | MUNICIPAL | VILLAGE OF LAUREL RUN | PA0029572 | 001 | 1.0294 | 2.943% | 0.050027 | 0.0515 | 14.9518 | 2.9904 | 9.9727 | 2289.33 | 457.866 | 1526.952 | 1799.0438 | 191.6815 | 370.6973 | 12.6803 | 2.9904 | 9.9727 | 1988.8398 | 469.025 | 1564.1666 | 1562.9071 | 196.3531 | 379.7319 | 12.6803 | 4.9457 | 29.1264 | 1988.8398 | 775.708 | 4568.34 | 1562.9071 | 324.7432 | 1109.0535
PA | INSIG | MUNICIPAL | VILLAGE OF MOUNTAIN HEIGHTS, INC | PA0060321 | 001 | 1.0284 | 2.841% | 0.020011 | 0.02058 | 24.9197 | 3.9872 | 29.918 | 1526.22 | 244.1952 | 1832.3424 | 782.5629 | 107.0418 | 473.474 | 21.1546 | 3.9872 | 29.1551 | 1325.8932 | 249.9003 | 1827.336 | 679.8462 | 109.5426 | 472.1803 | 21.1546 | 6.6008 | 29.1551 | 1325.8932 | 413.7109 | 1827.336 | 679.8462 | 181.3482 | 472.1803
PA | INSIG | MUNICIPAL | VILLAGE OF THE FOUR SEASONS AS | PA0061000 | 001 | 1.0261 | 2.614% | 0.060033 | 0.061602 | 13.9301 | 1.8371 | 0 | 2559.4709 | 337.5388 | 0 | 937.8896 | 150.0382 | 0 | 11.8517 | 1.8371 | 0 | 2223.5229 | 344.6596 | 0 | 814.7852 | 153.2034 | 0 | 11.8517 | 3.048 | 29.2199 | 2223.5229 | 571.8519 | 5482.008 | 814.7852 | 254.1919 | 1176.1664
PA | INSIG | MUNICIPAL | VIRAZON PROPERTIES INC | PA0035271 | 001 | 1.0665 | 6.65% | 0.050027 | 0.053354 | 24.9197 | 3.9872 | 29.918 | 3815.55 | 610.488 | 4580.856 | 1820.6887 | 242.5859 | 1021.7192 | 20.3991 | 3.9872 | 28.1139 | 3314.733 | 647.8901 | 4568.34 | 1581.7109 | 257.4481 | 1018.9277 | 20.3991 | 6.365 | 28.1139 | 3314.733 | 1034.2773 | 4568.34 | 1581.7109 | 410.9844 | 1018.9277
PA | INSIG | MUNICIPAL | VISAGGIOS RISTORANTE | PA0087882 | 001 | 1.0461 | 4.605% | 0.0030016 | 0.0031399 | 12.8785 | 2.0933 | 29.918 | 118.3126 | 19.2304 | 274.8514 | 83.3304 | 8.506 | 72.3246 | 10.7484 | 2.0933 | 28.6636 | 102.7832 | 20.0171 | 274.1004 | 72.3927 | 8.854 | 72.127 | 10.7484 | 3.407 | 28.6636 | 102.7832 | 32.5797 | 274.1004 | 72.3927 | 14.4107 | 72.127
PA | INSIG | MUNICIPAL | VISSCHER AND HEIM | PAG045249 | 001 | 1.0375 | 3.75% | 0.00080055 | 0.00083057 | 61.3968 | 10.2328 | 9.9727 | 150.411 | 25.0685 | 24.4312 | 113.0231 | 9.2868 | 7.0601 | 51.6572 | 10.2328 | 9.9727 | 130.6694 | 25.8844 | 25.2264 | 98.1887 | 9.5891 | 7.2898 | 51.6572 | 16.7902 | 28.8958 | 130.6694 | 42.4716 | 73.0934 | 98.1887 | 15.7339 | 21.1223
PA | INSIG | MUNICIPAL | VITZ, BARRY | PAG043520 | 001 | 1.0648 | 6.482% | 0.00040055 | 0.00042651 | 24.5587 | 4.0931 | 9.9727 | 30.0822 | 5.0137 | 12.2156 | 18.3577 | 1.9359 | 4.0381 | 24.5587 | 4.0931 | 9.9727 | 31.9009 | 5.3168 | 12.9541 | 19.4675 | 2.053 | 4.2822
PA | INSIG | MUNICIPAL | WADE J ROBBINS SFTF | PA0233897 | 001 | 1.0787 | 7.866% | 0.0011011 | 0.0011877 | 6.2299 | 0.99679 | 9.9727 | 38.1555 | 6.1049 | 61.0781 | 19.9234 | 1.1976 | 3.8007 | 6.2299 | 0.99679 | 9.9727 | 22.5352 | 3.6056 | 36.0736 | 11.767 | 0.70729 | 2.2448 | 9.1637 | 2.8593 | 12.6293 | 33.1473 | 10.3428 | 45.6834 | 17.3083 | 2.0289 | 2.8428
PA | INSIG | MUNICIPAL | WAGNER, OLIVER R/FAMILY TRUST | PAG045188 | 001 | 1.0306 | 3.06% | 0.0016022 | 0.0016512 | 24.9197 | 3.9872 | 9.9727 | 122.0976 | 19.5356 | 48.8625 | 97.2407 | 8.774 | 13.8713 | 24.9197 | 3.9872 | 9.9727 | 125.3189 | 20.051 | 50.1516 | 99.8061 | 9.0055 | 14.2372
PA | INSIG | MUNICIPAL | WALK, DOUGLAS & TOBY | PAG045025 | 001 | 1.0324 | 3.236% | 0.00040055 | 0.00041351 | 24.5587 | 4.0931 | 9.9727 | 30.0822 | 5.0137 | 12.2156 | 19.2981 | 1.776 | 3.0764 | 24.5587 | 4.0931 | 9.9727 | 30.9285 | 5.1547 | 12.5593 | 19.841 | 1.826 | 3.163
PA | INSIG | MUNICIPAL | WALLACETON BOGGS MUN AUTH | PA0228192 | 001 | 1.021 | 2.098% | 0.12507 | 0.12769 | 10.1074 | 3.6183 | 29.918 | 3868.9677 | 1385.0447 | 11452.14 | 2195.4774 | 562.4846 | 2729.3587 | 8.6428 | 3.6183 | 29.3676 | 3361.1393 | 1407.1506 | 11420.85 | 1907.306 | 571.4622 | 2721.9015 | 8.6428 | 6.0338 | 29.3676 | 3361.1393 | 2346.5166 | 11420.85 | 1907.306 | 952.9509 | 2721.9015
PA | INSIG | MUNICIPAL | WALMAR MANOR MHC LLC | PA0080861 | 001 | 1.0648 | 6.482% | 0.037521 | 0.039953 | 14.1943 | 0.71602 | 29.918 | 1630.003 | 82.2247 | 3435.642 | 903.8449 | 15.2075 | 190.4551 | 11.6377 | 0.71602 | 28.1584 | 1416.0539 | 87.1241 | 3426.255 | 785.2091 | 16.1136 | 189.9347 | 11.6377 | 1.1443 | 28.1584 | 1416.0539 | 139.2396 | 3426.255 | 785.2091 | 25.7524 | 189.9347
PA | INSIG | MUNICIPAL | WALTER, JOHN | PA0080837 | 001 | 1.0461 | 4.605% | 0.030016 | 0.031399 | 26.3252 | 0.28379 | 29.918 | 2418.4482 | 26.0712 | 2748.5136 | 1809.483 | 11.5318 | 723.2462 | 21.971 | 0.28379 | 28.6636 | 2101.0104 | 27.1379 | 2741.004 | 1571.976 | 12.0036 | 721.2701 | 21.971 | 0.46237 | 28.6636 | 2101.0104 | 44.2154 | 2741.004 | 1571.976 | 19.5573 | 721.2701
PA | INSIG | MUNICIPAL | WALTER, JOHN - COUNTRY VIEW ES | PA0084085 | 001 | 1.0461 | 4.605% | 0.035128 | 0.036745 | 17.7786 | 0.56038 | 29.918 | 2735.7494 | 86.2314 | 4603.7603 | 1943.6593 | 38.1419 | 1211.4374 | 17.7786 | 0.56038 | 20.4108 | 1989.5937 | 62.7124 | 2284.17 | 1413.5404 | 27.739 | 601.0584 | 21.2373 | 1.3054 | 20.4108 | 2376.6636 | 146.0917 | 2284.17 | 1688.5407 | 64.6193 | 601.0584
PA | INSIG | MUNICIPAL | WANDERLAND TRAILS INC | PA0209287 | 001 | 1.0534 | 5.342% | 0.012757 | 0.013438 | 22.8225 | 2.0218 | 19.9454 | 891.0824 | 78.9374 | 778.7455 | 389.8073 | 34.319 | 58.9329 | 18.9886 | 2.0218 | 19.9454 | 777.1559 | 82.7455 | 816.3134 | 339.9697 | 35.9746 | 61.7759 | 18.9886 | 3.28 | 28.5748 | 777.1559 | 134.2409 | 1169.495 | 339.9697 | 58.3628 | 88.5035
PA | INSIG | MUNICIPAL | WARGO, ALLEN | PA0112631 | 001 | 1.0214 | 2.139% | 0.00030016 | 0.00030659 | 24.9197 | 3.9872 | 29.918 | 22.8933 | 3.6629 | 27.4851 | 18.0309 | 1.5044 | 7.9223 | 21.3 | 3.9872 | 29.3555 | 19.8884 | 3.7229 | 27.41 | 15.6642 | 1.5291 | 7.9006 | 21.3 | 6.6461 | 29.3555 | 19.8884 | 6.2057 | 27.41 | 15.6642 | 2.5488 | 7.9006
PA | INSIG | MUNICIPAL | WARRIOR RUN SCHOOL DISTRICT | PA0111741 | 001 | 1.0492 | 4.922% | 0.026014 | 0.027295 | 3.0716 | 0.21549 | 29.918 | 244.5582 | 17.1569 | 2382.0451 | 180.7723 | 7.9161 | 651.751 | 2.5562 | 0.21549 | 28.5771 | 212.4929 | 17.9128 | 2375.5368 | 157.0704 | 8.2649 | 649.9703 | 2.5562 | 0.34937 | 28.5771 | 212.4929 | 29.0425 | 2375.5368 | 157.0704 | 13.4001 | 649.9703
PA | INSIG | MUNICIPAL | WASHINGTON PARK SANITARY CO | PA0060658 | 001 | 1.0284 | 2.841% | 0.070038 | 0.072028 | 6.2898 | 0.71197 | 29.918 | 1348.2838 | 152.617 | 6413.1984 | 996.9329 | 66.6059 | 1663.0274 | 6.2898 | 0.71197 | 29.1551 | 1379.7838 | 156.1826 | 6395.676 | 1020.2243 | 68.162 | 1658.4836 | 21.1546 | 6.6008 | 29.1551 | 4640.6262 | 1447.9882 | 6395.676 | 3431.3198 | 631.9382 | 1658.4836
PA | INSIG | MUNICIPAL | WASHINGTON TWP MUN AUTH - LOYA | PA0086185 | 001 | 1.3313 | 33.13% | 0.050027 | 0.066602 | 17.394 | 3.1598 | 29.918 | 2663.2539 | 483.8117 | 4580.856 | 2138.4295 | 219.5199 | 1338.6165 | 11.4064 | 3.1598 | 22.5219 | 2313.6837 | 640.9394 | 4568.34 | 1857.746 | 290.8134 | 1334.959 | 11.4064 | 4.0409 | 22.5219 | 2313.6837 | 819.6647 | 4568.34 | 1857.746 | 371.9064 | 1334.959
PA | INSIG | MUNICIPAL | WASHINGTONVILLE MUN AUTH | PA0020672 | 001 | 1.1057 | 10.57% | 0.070022 | 0.07742 | 22.2364 | 2.0493 | 29.918 | 2723.7519 | 251.0158 | 3664.6848 | 2118.3715 | 102.54 | 879.5476 | 10.0358 | 1.8042 | 29.918 | 2366.3216 | 425.3982 | 7054.2881 | 1840.3836 | 173.7752 | 1693.0739 | 10.0358 | 1.8042 | 34.8747 | 2366.3216 | 425.3982 | 8223.012 | 1840.3836 | 173.7752 | 1973.5751
PA | INSIG | MUNICIPAL | WASIELEWSKI, DANNY | PAG042204 | 001 | 1.0463 | 4.634% | 0.00040055 | 0.00041911 | 24.5587 | 4.0931 | 9.9727 | 30.0822 | 5.0137 | 12.2156 | 19.2812 | 2.0004 | 2.4391 | 24.5587 | 4.0931 | 9.9727 | 31.3474 | 5.2246 | 12.7294 | 20.0921 | 2.0845 | 2.5417
PA | INSIG | MUNICIPAL | WATKINS, EDDIE | PAG045040 | 001 | 1.0375 | 3.75% | 0.00040027 | 0.00041528 | 24.5587 | 4.0931 | 9.9727 | 30.0822 | 5.0137 | 12.2156 | 23.0189 | 2.2972 | 3.4783 | 20.6629 | 4.0931 | 9.9727 | 26.1339 | 5.1769 | 12.6132 | 19.9976 | 2.372 | 3.5915 | 20.6629 | 6.7154 | 28.8958 | 26.1339 | 8.4935 | 36.5467 | 19.9976 | 3.8916 | 10.4063
PA | INSIG | MUNICIPAL | WATKINS, JOHN B - WAGON WHEEL APTS | PA0112585 | 001 | 1.0689 | 6.893% | 0.0020011 | 0.002139 | 20.9077 | 1.8742 | 9.9727 | 128.0499 | 11.4787 | 61.0781 | 88.6088 | 4.3792 | 11.3288 | 17.076 | 1.8742 | 9.9727 | 111.2424 | 12.2097 | 64.9676 | 76.9783 | 4.6581 | 12.0503 | 17.076 | 2.9848 | 28.05 | 111.2424 | 19.4444 | 182.7336 | 76.9783 | 7.4182 | 33.8936
PA | INSIG | MUNICIPAL | WATTS SFTF | PAG045258 | 001 | 1.0689 | 6.893% | 0.00040027 | 0.00042787 | 24.5587 | 4.0931 | 9.9727 | 30.0822 | 5.0137 | 12.2156 | 18.5233 | 1.9544 | 2.3139 | 20.0553 | 4.0931 | 9.9727 | 26.1339 | 5.3337 | 12.9953 | 16.0921 | 2.0792 | 2.4615 | 20.0553 | 6.518 | 28.0462 | 26.1339 | 8.4935 | 36.5467 | 16.0921 | 3.3109 | 6.9226
PA | INSIG | MUNICIPAL | WAYBRANT, JACK & BETTY - WAYBR | PA0083038 | 001 | 1.0294 | 2.943% | 0.0050027 | 0.00515 | 21.5905 | 0.26614 | 29.918 | 330.5793 | 4.075 | 458.0856 | 198.9021 | 2.9047 | 227.426 | 18.3103 | 0.26614 | 29.1264 | 287.1885 | 4.1743 | 456.834 | 172.7949 | 2.9755 | 226.8046 | 18.3103 | 0.44017 | 29.1264 | 287.1885 | 6.9038 | 456.834 | 172.7949 | 4.9211 | 226.8046
PA | INSIG | MUNICIPAL | WAYNE LUCKENBAUGH | PAG043860 | 001 | 1.0648 | 6.482% | 0.00040055 | 0.00042651 | 24.5587 | 4.0931 | 9.9727 | 30.0822 | 5.0137 | 12.2156 | 18.7187 | 1.9359 | 4.0381 | 24.5587 | 4.0931 | 9.9727 | 31.9009 | 5.3168 | 12.9541 | 19.8503 | 2.053 | 4.2822
PA | INSIG | MUNICIPAL | Weaver & Martin SFTF | PA0228931 | 001 | 1.0787 | 7.866% | 0.00040022 | 0.0004317 | 24.5587 | 4.0931 | 9.9727 | 30.0822 | 5.0137 | 12.2156 | 17.176 | 1.6979 | 1.0195 | 19.8771 | 4.0931 | 9.9727 | 26.1339 | 5.3815 | 13.1118 | 14.9216 | 1.8225 | 1.0943 | 19.8771 | 6.46 | 27.797 | 26.1339 | 8.4935 | 36.5467 | 14.9216 | 2.8764 | 3.0501
PA | INSIG | MUNICIPAL | WEAVER SEW SYS STP | PAG045126 | 001 | 1.0356 | 3.558% | 0.00040027 | 0.00041451 | 24.5587 | 4.0931 | 9.9727 | 30.0822 | 5.0137 | 12.2156 | 17.8767 | 0.96288 | 1.0876 | 20.7013 | 4.0931 | 9.9727 | 26.1339 | 5.1673 | 12.5898 | 15.5304 | 0.99237 | 1.1209 | 20.7013 | 6.7279 | 28.9495 | 26.1339 | 8.4935 | 36.5467 | 15.5304 | 1.6312 | 3.2538
PA | INSIG | MUNICIPAL | WEAVER SR STP | PAG046359 | 001 | 1.0388 | 3.877% | 0.00040027 | 0.00041579 | 24.5587 | 4.0931 | 9.9727 | 30.0822 | 5.0137 | 12.2156 | 20.8253 | 2.1135 | 2.7175 | 20.6376 | 4.0931 | 9.9727 | 26.1339 | 5.1832 | 12.6286 | 18.092 | 2.1849 | 2.8094 | 20.6376 | 6.7072 | 28.8605 | 26.1339 | 8.4935 | 36.5467 | 18.092 | 3.5803 | 8.1302
PA | INSIG | MUNICIPAL | WEBSTER, PATRICIA | PAG045035 | 001 | 1.0375 | 3.75% | 0.00040027 | 0.00041528 | 24.5587 | 4.0931 | 9.9727 | 30.0822 | 5.0137 | 12.2156 | 19.6463 | 2.5143 | 3.3084 | 20.6629 | 4.0931 | 9.9727 | 26.1339 | 5.1769 | 12.6132 | 17.0678 | 2.5961 | 3.4161 | 20.6629 | 6.7154 | 28.8958 | 26.1339 | 8.4935 | 36.5467 | 17.0678 | 4.2593 | 9.898
PA | INSIG | MUNICIPAL | WELKER, TIMOTHY | PAG044981 | 001 | 1.0324 | 3.236% | 0.00040055 | 0.00041351 | 24.5587 | 4.0931 | 9.9727 | 30.0822 | 5.0137 | 12.2156 | 17.9502 | 1.776 | 3.0764 | 24.5587 | 4.0931 | 9.9727 | 30.9285 | 5.1547 | 12.5593 | 18.4552 | 1.826 | 3.163
PA | INSIG | MUNICIPAL | WELLIVER, WILSON & NANCY | PAG045034 | 001 | 1.0689 | 6.893% | 0.00040055 | 0.00042816 | 24.5587 | 4.0931 | 9.9727 | 30.0822 | 5.0137 | 12.2156 | 19.0493 | 1.9737 | 2.2909 | 24.5587 | 4.0931 | 9.9727 | 32.0242 | 5.3374 | 13.0042 | 20.2791 | 2.1011 | 2.4388
PA | INSIG | MUNICIPAL | WENCH, JOAN | PAG045008 | 001 | 1.0214 | 2.139% | 0.00040027 | 0.00040884 | 24.5587 | 4.0931 | 9.9727 | 30.0822 | 5.0137 | 12.2156 | 23.2967 | 1.9617 | 3.63 | 20.9887 | 4.0931 | 9.9727 | 26.1339 | 5.0965 | 12.4174 | 20.239 | 1.9941 | 3.69 | 20.9887 | 6.8213 | 29.3515 | 26.1339 | 8.4935 | 36.5467 | 20.239 | 3.3232 | 10.8603
PA | INSIG | MUNICIPAL | WENGER,NELSON | PA0088765 | 001 | 1.0784 | 7.837% | 0.020011 | 0.021579 | 20.2049 | 4.346 | 29.918 | 1237.4592 | 266.1728 | 1832.3424 | 661.5393 | 118.554 | 429.1791 | 16.3576 | 4.346 | 27.8046 | 1075.0342 | 285.6218 | 1827.336 | 574.7078 | 127.2166 | 428.0065 | 16.3576 | 6.8615 | 27.8046 | 1075.0342 | 450.9449 | 1827.336 | 574.7078 | 200.8519 | 428.0065
PA | INSIG | MUNICIPAL | WEST COCALICO TWP AUTH | PA0083429 | 001 | 1.0784 | 7.837% | 0.15008 | 0.16184 | 8.7831 | 3.2164 | 29.918 | 4034.4481 | 1477.4377 | 13742.568 | 2369.5774 | 814.5219 | 5156.8972 | 7.1104 | 3.2164 | 27.8046 | 3504.7335 | 1585.3931 | 13705.02 | 2058.4569 | 874.0384 | 5142.8073 | 7.1104 | 5.0785 | 27.8046 | 3504.7335 | 2503.2096 | 13705.02 | 2058.4569 | 1380.0372 | 5142.8073
PA | INSIG | MUNICIPAL | WEST PENN DISTRICT GRACE BRETH | PA0082571 | 001 | 1.1122 | 11.22% | 0.0070038 | 0.0077895 | 43.7865 | 2.6066 | 29.918 | 938.6024 | 55.8749 | 641.3198 | 547.9612 | 10.756 | 43.212 | 34.3718 | 2.6066 | 26.9594 | 815.4137 | 61.8374 | 639.5676 | 476.043 | 11.9038 | 43.094 | 34.3718 | 3.9903 | 26.9594 | 815.4137 | 94.6622 | 639.5676 | 476.043 | 18.2227 | 43.094
PA | INSIG | MUNICIPAL | WEST PENNSBORO TWP MUN AUTH | PA0088978 | 001 | 1.0461 | 4.605% | 0.083546 | 0.087393 | 13.1754 | 0.99655 | 29.918 | 3368.933 | 254.8162 | 7650.0295 | 2520.6358 | 112.7104 | 2013.0353 | 10.9963 | 0.50618 | 28.6636 | 2926.7846 | 134.725 | 7629.1278 | 2189.8204 | 59.5916 | 2007.5352 | 10.9963 | 0.50618 | 28.6636 | 2926.7846 | 134.725 | 7629.1278 | 2189.8204 | 59.5916 | 2007.5352
PA | INSIG | MUNICIPAL | WEST PERRY SCH DIST - BLAIN EL | PA0080730 | 001 | 1.0797 | 7.973% | 0.0050027 | 0.0054016 | 27.5058 | 0.32745 | 9.9727 | 421.1507 | 5.0137 | 152.6952 | 295.8185 | 1.7032 | 31.3736 | 22.24 | 0.32745 | 9.9727 | 365.867 | 5.3868 | 164.059 | 256.9869 | 1.8299 | 33.7085 | 22.24 | 0.51711 | 27.7696 | 365.867 | 8.5069 | 456.834 | 256.9869 | 2.8898 | 93.8637
PA | INSIG | MUNICIPAL | WEST PERRY SCH DIST - CARROLL | PA0084034 | 001 | 1.0797 | 7.973% | 0.012507 | 0.013504 | 11.2643 | 0.26196 | 29.918 | 431.1781 | 10.0274 | 1145.214 | 322.5014 | 3.9952 | 283.3797 | 9.1083 | 0.26196 | 27.7696 | 374.598 | 10.7736 | 1142.085 | 280.1821 | 4.2926 | 282.6054 | 9.1083 | 0.41338 | 27.7696 | 374.598 | 17.0009 | 1142.085 | 280.1821 | 6.7737 | 282.6054
PA | INSIG | MUNICIPAL | WEST PERRY SCHOOL DISTRICT/HIG | PA0080241 | 001 | 1.0797 | 7.973% | 0.028616 | 0.030897 | 47.2678 | 3.1698 | 0 | 4139.7558 | 277.6133 | 0 | 2534.9324 | 94.3065 | 0 | 38.2192 | 3.1698 | 0 | 3596.3846 | 298.2737 | 0 | 2202.2052 | 101.3249 | 0 | 38.2192 | 4.9982 | 27.7696 | 3596.3846 | 470.3273 | 2613.0905 | 2202.2052 | 159.7723 | 536.9006
PA | INSIG | MUNICIPAL | WESTGATE WATER & SEW MUN AUTH | PA0029777 | 001 | 1.0284 | 2.841% | 0.030016 | 0.030869 | 25.2529 | 3.3829 | 29.918 | 2319.9386 | 310.7791 | 2748.5136 | 1298.2202 | 37.6155 | 93.8004 | 21.1546 | 3.3829 | 29.1551 | 1988.8398 | 318.0399 | 2741.004 | 1112.9398 | 38.4943 | 93.5441 | 21.1546 | 6.6008 | 29.1551 | 1988.8398 | 620.5664 | 2741.004 | 1112.9398 | 75.111 | 93.5441
PA | INSIG | MUNICIPAL | WESTOVER BORO | PA0228737 | 001 | 1.0725 | 7.254% | 0.045028 | 0.048294 | 9.9594 | 1.2168 | 29.918 | 1555.4217 | 190.0347 | 4672.4731 | 843.2602 | 38.4115 | 353.3606 | 9.1867 | 1.2168 | 25.4689 | 1351.2125 | 178.9705 | 3746.0388 | 732.5497 | 36.1751 | 283.2981 | 9.1867 | 2.1897 | 25.4689 | 1351.2125 | 322.0688 | 3746.0388 | 732.5497 | 65.0995 | 283.2981
PA | INSIG | MUNICIPAL | WHISPERING HOPE EAST STP | PA0261556 | 001 | 1.0784 | 7.837% | 0.00070038 | 0.00075527 | 24.9197 | 3.9872 | 0 | 53.4177 | 8.5468 | 0 | 33.7985 | 4.8018 | 0 | 20.1747 | 3.9872 | 0 | 46.4063 | 9.1713 | 0 | 29.3622 | 5.1526 | 0 | 20.1747 | 6.295 | 27.8046 | 46.4063 | 14.4799 | 63.9568 | 29.3622 | 8.1351 | 26.3736
PA | INSIG | MUNICIPAL | WHITE DEER GOLF COURSE | PAG045256 | 001 | 1.0375 | 3.75% | 0.00095103 | 0.00098669 | 6.549 | 1.0915 | 9.9727 | 30.0822 | 5.0137 | 45.8086 | 21.0102 | 2.1225 | 8.8998 | 6.549 | 1.0915 | 9.9727 | 19.6799 | 3.28 | 29.9682 | 13.745 | 1.3886 | 5.8223 | 8.6967 | 2.8264 | 12.1618 | 26.1339 | 8.4935 | 36.5467 | 18.2526 | 3.5957 | 7.1004
PA | INSIG | MUNICIPAL | WHITE DEER RUN REALTY INC | PA0114057 | 001 | 1.0691 | 6.913% | 0.025014 | 0.026743 | 9.2182 | 2.4598 | 0 | 705.7182 | 188.3145 | 0 | 537.5454 | 83.4393 | 0 | 7.5275 | 2.4598 | 0 | 613.093 | 200.3441 | 0 | 466.9929 | 88.7694 | 0 | 7.5275 | 3.9176 | 28.0448 | 613.093 | 319.0745 | 2284.17 | 466.9929 | 141.377 | 576.0809
PA | INSIG | MUNICIPAL | WHITE RUN REGIONAL MUN AUTH | PA0081647 | 001 | 1.0294 | 2.943% | 0.33018 | 0.3399 | 5.8262 | 0.4027 | 29.918 | 5887.6989 | 406.9513 | 30233.6496 | 3750.5472 | 290.0812 | 15010.1131 | 4.9411 | 0.4027 | 29.1264 | 5114.8982 | 416.8695 | 30151.044 | 3258.2623 | 297.151 | 14969.1019 | 4.9411 | 0.66602 | 29.1264 | 5114.8982 | 689.4492 | 30151.044 | 3258.2623 | 491.45 | 14969.1019
PA | INSIG | MUNICIPAL | WHITE, JAMES R. & SUSAN L. | PAG044966 | 001 | 1.0784 | 7.837% | 0.00040027 | 0.00043164 | 24.5587 | 4.0931 | 9.9727 | 30.0822 | 5.0137 | 12.2156 | 17.6684 | 2.7641 | 4.5839 | 19.8799 | 4.0931 | 9.9727 | 26.1339 | 5.3808 | 13.11 | 15.3494 | 2.9665 | 4.9195 | 19.8799 | 6.4609 | 27.8008 | 26.1339 | 8.4935 | 36.5467 | 15.3494 | 4.6825 | 13.7142
PA | INSIG | MUNICIPAL | Whitehall SMALL FLOW TREATMENT FACILITY | PAG045218 | 001 | 1.1017 | 10.17% | 0.00040027 | 0.00044098 | 24.5587 | 4.0931 | 9.9727 | 30.0822 | 5.0137 | 12.2156 | 13.214 | 1.2717 | 1.2661 | 19.4588 | 4.0931 | 9.9727 | 26.1339 | 5.4972 | 13.3937 | 11.4797 | 1.3944 | 1.3882 | 19.4588 | 6.3241 | 27.2119 | 26.1339 | 8.4935 | 36.5467 | 11.4797 | 2.1543 | 3.7879
PA | INSIG | MUNICIPAL | Whitehill SMALL FLOW RESIDENTIAL SYSTEM | PAG045199 | 001 | 1.0665 | 6.65% | 0.00040027 | 0.00042689 | 24.5587 | 4.0931 | 9.9727 | 30.0822 | 5.0137 | 12.2156 | 16.7603 | 2.5489 | 2.8045 | 20.101 | 4.0931 | 9.9727 | 26.1339 | 5.3216 | 12.9658 | 14.5605 | 2.7054 | 2.9767 | 20.101 | 6.5328 | 28.11 | 26.1339 | 8.4935 | 36.5467 | 14.5605 | 4.3179 | 8.3905
PA | INSIG | MUNICIPAL | WHITENIGHT, SR THOMAS H | PAG044865 | 001 | 1.1057 | 10.57% | 0.00040027 | 0.00044256 | 24.5587 | 4.0931 | 9.9727 | 30.0822 | 5.0137 | 12.2156 | 17.5395 | 2.0782 | 2.4887 | 19.3892 | 4.0931 | 9.9727 | 26.1339 | 5.5169 | 13.4417 | 15.2374 | 2.2868 | 2.7385 | 19.3892 | 6.3015 | 27.1147 | 26.1339 | 8.4935 | 36.5467 | 15.2374 | 3.5206 | 7.4457
PA | INSIG | MUNICIPAL | WHITESEL, THEODORE | PAG045062 | 001 | 1.0375 | 3.75% | 0.00040027 | 0.00041528 | 24.5587 | 4.0931 | 9.9727 | 30.0822 | 5.0137 | 12.2156 | 21.2453 | 1.5064 | 2.074 | 20.6629 | 4.0931 | 9.9727 | 26.1339 | 5.1769 | 12.6132 | 18.4568 | 1.5555 | 2.1416 | 20.6629 | 6.7154 | 28.8958 | 26.1339 | 8.4935 | 36.5467 | 18.4568 | 2.552 | 6.2051
PA | INSIG | MUNICIPAL | WICONISCO TWP | PA0084697 | 001 | 1.0889 | 8.888% | 0.12507 | 0.13618 | 30.4818 | 6.818 | 44.877 | 11667.9519 | 2609.8362 | 17178.21 | 8576.4218 | 1184.1608 | 5019.8117 | 24.4394 | 6.818 | 27.5361 | 10136.4536 | 2827.8471 | 11420.85 | 7450.7079 | 1283.0788 | 3337.3976 | 24.4394 | 10.6605 | 27.5361 | 10136.4536 | 4421.5354 | 11420.85 | 7450.7079 | 2006.1829 | 3337.3976
PA | INSIG | MUNICIPAL | WILLIAM & CONNIE KNAUER | PA0232564 | 001 | 1.1057 | 10.57% | 0.00040055 | 0.00044287 | 24.5587 | 4.0931 | 9.9727 | 30.0822 | 5.0137 | 12.2156 | 22.4784 | 2.0481 | 2.9318 | 24.5587 | 4.0931 | 9.9727 | 33.1243 | 5.5207 | 13.4509 | 24.7515 | 2.2552 | 3.2283
PA | INSIG | MUNICIPAL | WILLIAM BRATTON | PA0247707 | 001 | 1.0356 | 3.558% | 0.00040022 | 0.00041446 | 24.9197 | 3.9872 | 0 | 30.5244 | 4.8839 | 0 | 15.714 | 1.1503 | 0 | 21.0083 | 3.9872 | 0 | 26.5179 | 5.0328 | 0 | 13.6514 | 1.1854 | 0 | 21.0083 | 6.5551 | 28.9535 | 26.5179 | 8.2742 | 36.5467 | 13.6514 | 1.9489 | 3.6813
PA | INSIG | MUNICIPAL | WILLIAM HOGAN SRSTP | PAG045153 | 001 | 1.0648 | 6.482% | 0.00040027 | 0.00042622 | 24.5587 | 4.0931 | 9.9727 | 30.0822 | 5.0137 | 12.2156 | 22.8328 | 2.1311 | 5.0202 | 20.1328 | 4.0931 | 9.9727 | 26.1339 | 5.3132 | 12.9453 | 19.836 | 2.2584 | 5.3201 | 20.1328 | 6.5431 | 28.1546 | 26.1339 | 8.4935 | 36.5467 | 19.836 | 3.6102 | 15.0195
PA | INSIG | MUNICIPAL | WILLIAM R DAVISON SFTF | PA0233668 | 001 | 1.0787 | 7.866% | 0.00040022 | 0.0004317 | 24.9197 | 3.9872 | 9.9727 | 30.5244 | 4.8839 | 12.2156 | 19.7564 | 1.3154 | 0.84543 | 20.1692 | 3.9872 | 9.9727 | 26.5179 | 5.2422 | 13.1118 | 17.1633 | 1.4119 | 0.90745 | 20.1692 | 6.2933 | 27.797 | 26.5179 | 8.2742 | 36.5467 | 17.1633 | 2.2285 | 2.5293
PA | INSIG | MUNICIPAL | WILLIAMS GROVE ASSOCIATES | PA0081795 | 001 | 1.0461 | 4.605% | 0.030016 | 0.031399 | 22.2254 | 1.1084 | 29.918 | 2041.8076 | 101.8294 | 2748.5136 | 1296.9668 | 41.4463 | 688.6715 | 18.5493 | 1.1084 | 28.6636 | 1773.8065 | 105.9955 | 2741.004 | 1126.731 | 43.1419 | 686.7899 | 18.5493 | 1.8041 | 28.6636 | 1773.8065 | 172.5175 | 2741.004 | 1126.731 | 70.2175 | 686.7899
PA | INSIG | MUNICIPAL | WILLIAMS, JAMES C | PAG044988 | 001 | 1.0324 | 3.236% | 0.00040027 | 0.00041323 | 24.5587 | 4.0931 | 9.9727 | 30.0822 | 5.0137 | 12.2156 | 19.6527 | 1.4617 | 1.9092 | 20.7658 | 4.0931 | 9.9727 | 26.1339 | 5.1512 | 12.5507 | 17.0732 | 1.5018 | 1.9616 | 20.7658 | 6.7489 | 29.0398 | 26.1339 | 8.4935 | 36.5467 | 17.0732 | 2.4762 | 5.7121
PA | INSIG | MUNICIPAL | WILLIAMSPORT AREA SCHOOL DIST | PA0032352 | 001 | 1.0375 | 3.75% | 0.0026014 | 0.002699 | 37.455 | 4.4922 | 29.918 | 298.2132 | 35.7668 | 238.2045 | 224.0859 | 13.2501 | 68.8357 | 31.5177 | 4.4922 | 28.8998 | 259.0732 | 36.9259 | 237.5537 | 194.6749 | 13.6795 | 68.6476 | 31.5177 | 7.3723 | 28.8998 | 259.0732 | 60.5993 | 237.5537 | 194.6749 | 22.4495 | 68.6476
PA | INSIG | MUNICIPAL | WINDER, JOHN C. | PAG044841 | 001 | 1.0375 | 3.75% | 0.00040027 | 0.00041528 | 24.5587 | 4.0931 | 9.9727 | 30.0822 | 5.0137 | 12.2156 | 21.7138 | 2.2972 | 3.4783 | 20.6629 | 4.0931 | 9.9727 | 26.1339 | 5.1769 | 12.6132 | 18.8639 | 2.372 | 3.5915 | 20.6629 | 6.7154 | 28.8958 | 26.1339 | 8.4935 | 36.5467 | 18.8639 | 3.8916 | 10.4063
PA | INSIG | MUNICIPAL | WINTER GREENES HOMEOWNERS ASSOCIATION | PA0261718 | 001 | 1.0466 | 4.663% | 0.024967 | 0.026131 | 0 | 0 | 9.9727 | 0 | 0 | 761.949 | 0 | 0 | 34.9238 | 0 | 0 | 9.9727 | 0 | 0 | 793.6698 | 0 | 0 | 36.3778 | 20.8253 | 6.498 | 28.7012 | 1657.3665 | 517.1386 | 2284.17 | 1108.605 | 31.7299 | 104.6947
PA | INSIG | MUNICIPAL | WINTER, GARY,LARY,BARRY,TARRY | PAG045084 | 001 | 1.0375 | 3.75% | 0.00040027 | 0.00041528 | 24.5587 | 4.0931 | 9.9727 | 30.0822 | 5.0137 | 12.2156 | 19.9796 | 1.8896 | 3.3461 | 20.6629 | 4.0931 | 9.9727 | 26.1339 | 5.1769 | 12.6132 | 17.3573 | 1.9511 | 3.455 | 20.6629 | 6.7154 | 28.8958 | 26.1339 | 8.4935 | 36.5467 | 17.3573 | 3.2012 | 10.0108
PA | INSIG | MUNICIPAL | WITKOWSKI, PATRICK J SFTF | PA0113123 | 001 | 1.0706 | 7.056% | 0.00040022 | 0.00042846 | 24.9197 | 3.9872 | 9.9727 | 30.5244 | 4.8839 | 12.2156 | 13.9371 | 1.369 | 0.9423 | 20.3219 | 3.9872 | 9.9727 | 26.5179 | 5.2028 | 13.0133 | 12.1077 | 1.4584 | 1.0038 | 20.3219 | 6.3409 | 28.0075 | 26.5179 | 8.2742 | 36.5467 | 12.1077 | 2.3194 | 2.8192
PA | INSIG | MUNICIPAL | WM FREEMAN STF | PAG045078 | 001 | 1.0375 | 3.75% | 0.00040027 | 0.00041528 | 24.5587 | 4.0931 | 9.9727 | 30.0822 | 5.0137 | 12.2156 | 21.9319 | 2.0446 | 3.1178 | 20.6629 | 4.0931 | 9.9727 | 26.1339 | 5.1769 | 12.6132 | 19.0533 | 2.1111 | 3.2193 | 20.6629 | 6.7154 | 28.8958 | 26.1339 | 8.4935 | 36.5467 | 19.0533 | 3.4636 | 9.3278
PA | INSIG | MUNICIPAL | WOJTAROWICZ RESIDENCE | PAG046130 | 001 | 1.0784 | 7.837% | 0.00040027 | 0.00043164 | 24.5587 | 4.0931 | 9.9727 | 30.0822 | 5.0137 | 12.2156 | 23.8693 | 2.4802 | 4.1179 | 19.8799 | 4.0931 | 9.9727 | 26.1339 | 5.3808 | 13.11 | 20.7364 | 2.6618 | 4.4194 | 19.8799 | 6.4609 | 27.8008 | 26.1339 | 8.4935 | 36.5467 | 20.7364 | 4.2016 | 12.32
PA | INSIG | MUNICIPAL | WONDERVIEW SAN FAC INC | PA0111716 | 001 | 1.0214 | 2.139% | 0.035019 | 0.035768 | 22.0331 | 2.4983 | 29.918 | 2361.4922 | 267.7716 | 3206.5992 | 1901.0468 | 129.8119 | 943.7155 | 18.8326 | 2.4983 | 29.3555 | 2051.528 | 272.1569 | 3197.838 | 1651.5197 | 131.9378 | 941.1371 | 18.8326 | 4.1638 | 29.3555 | 2051.528 | 453.5823 | 3197.838 | 1651.5197 | 219.8903 | 941.1371
PA | INSIG | MUNICIPAL | WOOD-BROAD TOP-WELLS JMA | PA0085073 | 001 | 1.082 | 8.197% | 0.084046 | 0.090935 | 15.5699 | 3.6811 | 29.918 | 4005.0455 | 946.9035 | 7695.8381 | 1616.3333 | 182.2807 | 518.5445 | 12.5632 | 3.6811 | 27.7121 | 3479.3559 | 1019.4861 | 7674.8112 | 1404.1785 | 196.253 | 517.1277 | 12.5632 | 5.7925 | 27.7121 | 3479.3559 | 1604.2261 | 7674.8112 | 1404.1785 | 308.8165 | 517.1277
PA | INSIG | MUNICIPAL | WOODED ACRES | PAG043853 | 001 | 1.0466 | 4.663% | 0.00040027 | 0.00041894 | 24.5587 | 4.0931 | 9.9727 | 30.0822 | 5.0137 | 12.2156 | 28.8847 | 3.6842 | 7.0312 | 20.4827 | 4.0931 | 9.9727 | 26.1339 | 5.2224 | 12.7242 | 25.0936 | 3.8376 | 7.3239 | 20.4827 | 6.6568 | 28.6438 | 26.1339 | 8.4935 | 36.5467 | 25.0936 | 6.2413 | 21.0358
PA | INSIG | MUNICIPAL | WOODLAND-BIGLER AREA AUTH | PA0115231 | 001 | 1.0324 | 3.236% | 0.22512 | 0.23241 | 7.3451 | 1.141 | 44.877 | 5060.8274 | 786.1479 | 30920.778 | 3246.5853 | 278.4843 | 7787.1926 | 7.3451 | 1.141 | 29.0437 | 5198.9288 | 807.6006 | 20557.53 | 3335.1791 | 286.0836 | 5177.2774 | 8.1867 | 2.7568 | 29.0437 | 5794.6837 | 1951.2934 | 20557.53 | 3717.3635 | 691.2242 | 5177.2774
PA | INSIG | MUNICIPAL | WOODWARD, WILLIAM | PAG045161 | 001 | 1.0787 | 7.866% | 0.00040055 | 0.00043206 | 24.5587 | 4.0931 | 9.9727 | 30.0822 | 5.0137 | 12.2156 | 14.374 | 0.9734 | 0.74068 | 24.5587 | 4.0931 | 9.9727 | 32.3156 | 5.3859 | 13.1226 | 15.4412 | 1.0457 | 0.79568
PA | INSIG | MUNICIPAL | WRIGHT, RICHARD | PA0246522 | 001 | 1.0356 | 3.558% | 0.030016 | 0.031084 | 20.0255 | 1.6846 | 29.918 | 1839.7056 | 154.7587 | 2748.5136 | 1183.1026 | 30.8631 | 244.4033 | 16.8823 | 1.6846 | 28.9535 | 1598.2317 | 159.4774 | 2741.004 | 1027.8123 | 31.8041 | 243.7355 | 16.8823 | 2.7695 | 28.9535 | 1598.2317 | 262.1893 | 2741.004 | 1027.8123 | 52.2877 | 243.7355
PA | INSIG | MUNICIPAL | WRIGHT, ROBERT | PAG045093 | 001 | 1.0324 | 3.236% | 0.00040055 | 0.00041351 | 24.5587 | 4.0931 | 9.9727 | 30.0822 | 5.0137 | 12.2156 | 15.4842 | 0.9315 | 0.72109 | 24.5587 | 4.0931 | 9.9727 | 30.9285 | 5.1547 | 12.5593 | 15.9198 | 0.9577 | 0.74138
PA | INSIG | MUNICIPAL | WYALUSING MUN AUTH | PA0112305 | 001 | 1.0689 | 6.893% | 0.11207 | 0.1198 | 8.2392 | 1.6775 | 29.918 | 3279.9811 | 667.7855 | 11910.2256 | 2390.4776 | 262.8813 | 2233.5985 | 7.8097 | 1.6775 | 25.0425 | 2849.3445 | 612.0141 | 9136.68 | 2076.6261 | 240.9263 | 1713.4583 | 7.8097 | 3.1013 | 25.0425 | 2849.3445 | 1131.4993 | 9136.68 | 2076.6261 | 445.4276 | 1713.4583
PA | INSIG | MUNICIPAL | WYOMING AREA SCHOOL DISTRICT | PA0063657 | 001 | 1.0463 | 4.634% | 0.0068037 | 0.007119 | 24.9197 | 3.9872 | 29.918 | 518.9148 | 83.0264 | 622.9964 | 363.6597 | 33.3277 | 157.1183 | 20.7922 | 3.9872 | 28.6556 | 450.8037 | 86.4473 | 621.2942 | 315.9269 | 34.7008 | 156.6891 | 20.7922 | 6.4877 | 28.6556 | 450.8037 | 140.6617 | 621.2942 | 315.9269 | 56.4631 | 156.6891
PA | INSIG | MUNICIPAL | WYOMING COUNTY HOUSING AUTH | PA0060755 | 001 | 1.0284 | 2.841% | 0.011209 | 0.011527 | 12.4636 | 1.9852 | 29.918 | 610.6685 | 97.2658 | 1465.8739 | 446.6404 | 38.1627 | 322.5313 | 12.4636 | 1.9852 | 20.8202 | 437.5576 | 69.6931 | 730.9344 | 320.0278 | 27.3444 | 160.825 | 15.1111 | 4.6937 | 20.8202 | 530.5058 | 164.7811 | 730.9344 | 388.0097 | 64.6526 | 160.825
PA | INSIG | MUNICIPAL | YEAGER SR STP | PAG046307 | 001 | 1.0784 | 7.837% | 0.00040027 | 0.00043164 | 24.5587 | 4.0931 | 9.9727 | 30.0822 | 5.0137 | 12.2156 | 25.2479 | 2.4132 | 3.6271 | 19.8799 | 4.0931 | 9.9727 | 26.1339 | 5.3808 | 13.11 | 21.9341 | 2.5899 | 3.8927 | 19.8799 | 6.4609 | 27.8008 | 26.1339 | 8.4935 | 36.5467 | 21.9341 | 4.0881 | 10.8517
PA | INSIG | MUNICIPAL | YELLOW BREECHES EDUCATION CENTER | PA0081779 | 001 | 1.0388 | 3.877% | 0.0052028 | 0.0054046 | 24.9197 | 3.9872 | 29.918 | 396.8172 | 63.4908 | 476.409 | 253.7422 | 23.5143 | 98.6707 | 20.9437 | 3.9872 | 28.8645 | 344.7322 | 65.6284 | 475.1074 | 220.4368 | 24.306 | 98.4011 | 20.9437 | 6.5349 | 28.8645 | 344.7322 | 107.5648 | 475.1074 | 220.4368 | 39.8374 | 98.4011
PA | INSIG | MUNICIPAL | YINGLING DEVELOPMENT | PA0087564 | 001 | 1.0294 | 2.943% | 0.001901 | 0.001957 | 11.4083 | 3.8974 | 9.9727 | 66.3768 | 22.6766 | 58.0242 | 41.8808 | 16.1642 | 28.8073 | 9.675 | 3.8974 | 9.9727 | 57.6644 | 23.2292 | 59.4383 | 36.3836 | 16.5582 | 29.5094 | 9.675 | 6.4459 | 29.1264 | 57.6644 | 38.4182 | 173.5969 | 36.3836 | 27.3851 | 86.1857
PA | INSIG | MUNICIPAL | YMCA OF WILKES-BARRE INC | PA0062006 | 001 | 1.0463 | 4.634% | 0.0090049 | 0.0094222 | 24.9197 | 3.9872 | 29.918 | 686.799 | 109.8878 | 824.5541 | 519.9462 | 42.5316 | 189.2462 | 20.7922 | 3.9872 | 28.6556 | 596.6519 | 114.4155 | 822.3012 | 451.6997 | 44.284 | 188.7291 | 20.7922 | 6.4877 | 28.6556 | 596.6519 | 186.1699 | 822.3012 | 451.6997 | 72.0563 | 188.7291
PA | INSIG | MUNICIPAL | YOCUM, PAUL A. | PAG044902 | 001 | 1.0324 | 3.236% | 0.00040027 | 0.00041323 | 24.5587 | 4.0931 | 9.9727 | 30.0822 | 5.0137 | 12.2156 | 20.4369 | 1.4617 | 1.9092 | 20.7658 | 4.0931 | 9.9727 | 26.1339 | 5.1512 | 12.5507 | 17.7545 | 1.5018 | 1.9616 | 20.7658 | 6.7489 | 29.0398 | 26.1339 | 8.4935 | 36.5467 | 17.7545 | 2.4762 | 5.7121
PA | INSIG | MUNICIPAL | YOHEY, CLYDE E - STONE CASTEL MOTEL | PA0112704 | 001 | 1.0214 | 2.139% | 0.0080044 | 0.0081756 | 24.9197 | 3.9872 | 29.918 | 610.488 | 97.6781 | 732.937 | 449.7604 | 39.842 | 217.7508 | 21.3 | 3.9872 | 29.3555 | 530.3573 | 99.2778 | 730.9344 | 390.7263 | 40.4945 | 217.1559 | 21.3 | 6.6461 | 29.3555 | 530.3573 | 165.4844 | 730.9344 | 390.7263 | 67.4995 | 217.1559
PA | INSIG | MUNICIPAL | YOHEY, PAUL L | PAG044891 | 001 | 1.0787 | 7.866% | 0.00040027 | 0.00043176 | 24.5587 | 4.0931 | 9.9727 | 30.0822 | 5.0137 | 12.2156 | 15.0358 | 0.99388 | 0.78045 | 19.8744 | 4.0931 | 9.9727 | 26.1339 | 5.3823 | 13.1136 | 13.0624 | 1.0669 | 0.83783 | 19.8744 | 6.4592 | 27.7932 | 26.1339 | 8.4935 | 36.5467 | 13.0624 | 1.6837 | 2.335
PA | INSIG | MUNICIPAL | YORK HAVEN SEWER AUTH | PA0081566 | 001 | 1.1144 | 11.44% | 0.080044 | 0.089198 | 19.6467 | 1.0566 | 29.918 | 4813.0874 | 258.8469 | 7329.3696 | 3311.2788 | 47.9131 | 407.1495 | 15.3918 | 1.0566 | 26.9063 | 4181.3368 | 287.0344 | 7309.344 | 2876.6509 | 53.1307 | 406.0371 | 15.3918 | 1.6143 | 26.9063 | 4181.3368 | 438.5336 | 7309.344 | 2876.6509 | 81.1735 | 406.0371
PA | INSIG | MUNICIPAL | YORK SPRINGS MUN AUTH | PA0043567 | 001 | 1.1094 | 10.94% | 0.12007 | 0.1332 | 21.8496 | 1.1563 | 29.918 | 8029.1382 | 424.8996 | 10994.0544 | 4555.1841 | 80.1039 | 675.5194 | 17.195 | 1.1563 | 27.0279 | 6975.259 | 469.0493 | 10964.016 | 3957.2851 | 88.4271 | 673.6737 | 17.195 | 1.7746 | 27.0279 | 6975.259 | 719.857 | 10964.016 | 3957.2851 | 135.7105 | 673.6737
PA | INSIG | MUNICIPAL | YOUNG, TOM AND MONA | PAG044962 | 001 | 1.0797 | 7.973% | 0.00040027 | 0.00043219 | 24.5587 | 4.0931 | 9.9727 | 30.0822 | 5.0137 | 12.2156 | 23.1755 | 1.9319 | 3.3004 | 19.8548 | 4.0931 | 9.9727 | 26.1339 | 5.3876 | 13.1265 | 20.1337 | 2.0759 | 3.5465 | 19.8548 | 6.4528 | 27.7658 | 26.1339 | 8.4935 | 36.5467 | 20.1337 | 3.2727 | 9.8741
PA | INSIG | MUNICIPAL | YOUTH CHALLENGE INTERNATIONAL | PA0113221 | 001 | 1.0306 | 3.06% | 0.01901 | 0.019592 | 24.9197 | 3.9872 | 29.918 | 1449.909 | 231.9854 | 1740.7253 | 1129.4987 | 105.2869 | 489.2962 | 21.1097 | 3.9872 | 29.0932 | 1259.5986 | 237.9104 | 1735.9692 | 981.2443 | 107.976 | 487.9593 | 21.1097 | 6.5867 | 29.0932 | 1259.5986 | 393.0254 | 1735.9692 | 981.2443 | 178.3751 | 487.9593
PA | INSIG | MUNICIPAL | ZEIGLER SINGLE RESIDENCE STP | PAG045139 | 001 | 1.0294 | 2.943% | 0.00040027 | 0.00041205 | 24.5587 | 4.0931 | 9.9727 | 30.0822 | 5.0137 | 12.2156 | 20.4924 | 3.5738 | 6.0647 | 20.8249 | 4.0931 | 9.9727 | 26.1339 | 5.1366 | 12.515 | 17.8027 | 3.6614 | 6.2134 | 20.8249 | 6.7681 | 29.1224 | 26.1339 | 8.4935 | 36.5467 | 17.8027 | 6.0543 | 18.1444
PA | INSIG | MUNICIPAL | ZEISEL SFTF | PAG045171 | 001 | 1.0797 | 7.973% | 0.00040027 | 0.00043219 | 24.5587 | 4.0931 | 9.9727 | 30.0822 | 5.0137 | 12.2156 | 22.1871 | 1.8828 | 2.8281 | 19.8548 | 4.0931 | 9.9727 | 26.1339 | 5.3876 | 13.1265 | 19.275 | 2.0232 | 3.039 | 19.8548 | 6.4528 | 27.7658 | 26.1339 | 8.4935 | 36.5467 | 19.275 | 3.1895 | 8.4611
PA | INSIG | MUNICIPAL | ZERBE SISTERS NURSING FAC INC | PA0031861 | 001 | 1.0784 | 7.837% | 0.03602 | 0.038842 | 13.6809 | 1.9948 | 29.918 | 1508.2106 | 219.9108 | 3298.2163 | 806.492 | 65.72 | 421.3081 | 11.0759 | 1.1866 | 27.8046 | 1310.2477 | 140.3721 | 3289.2048 | 700.6344 | 41.95 | 420.1569 | 11.0759 | 1.1866 | 27.8046 | 1310.2477 | 140.3721 | 3289.2048 | 700.6344 | 41.95 | 420.1569
PA | INSIG | MUNICIPAL | ZUCCOLOTTO ANTHONY J | PAG045042 | 001 | 1.0324 | 3.236% | 0.00040055 | 0.00041351 | 24.5587 | 4.0931 | 9.9727 | 30.0822 | 5.0137 | 12.2156 | 18.0837 | 1.776 | 3.0764 | 24.5587 | 4.0931 | 9.9727 | 30.9285 | 5.1547 | 12.5593 | 18.5924 | 1.826 | 3.163
PA | INSIG | MUNICIPAL | ZWEIDINGER, JAMES | PAG045032 | 001 | 1.0648 | 6.482% | 0.00040027 | 0.00042622 | 24.5587 | 4.0931 | 9.9727 | 30.0822 | 5.0137 | 12.2156 | 30.4081 | 4.299 | 5.8297 | 20.1328 | 4.0931 | 9.9727 | 26.1339 | 5.3132 | 12.9453 | 26.4171 | 4.5558 | 6.1779 | 20.1328 | 6.5431 | 28.1546 | 26.1339 | 8.4935 | 36.5467 | 26.4171 | 7.2828 | 17.4412
PA | INSIG | INDUSTRIAL | 3 SPRINGS WATER COMPANY | PA0062383 | 001 | 1 | 0% | 0.0064035 | 0.0064035 | 10.8204 | 6.7627 | 0 | 212.0631 | 132.5394 | 0 | 136.3504 | 54.6948 | 0 | 9.4462 | 6.785 | 24.0033 | 184.2223 | 132.3222 | 468.1184 | 118.4496 | 54.6051 | 101.5849 | 9.4462 | 11.5132 | 29.0466 | 184.2223 | 224.5344 | 566.4742 | 118.4496 | 92.6582 | 122.9288
PA | INSIG | INDUSTRIAL | ACE-ROBBINS INC | PA0063908 | 001 | 1.0311 | 3.11% |  | 0.079 | 4.8786 | 5.0957 | 30 | 1173.7788 | 1226.0271 | 7217.9772 | 887.9345 | 560.0442 | 1846.9437 | 4.8786 | 5.0957 | 30 | 1173.7788 | 1226.0271 | 7217.9772 | 887.9345 | 560.0442 | 1846.9437 | 4.8786 | 5.0957 | 30 | 1173.7788 | 1226.0271 | 7217.9772 | 887.9345 | 560.0442 | 1846.9437
PA | INSIG | INDUSTRIAL | ADHESIVES RESEARCH INC. | PA0261769 | 001 | 1 | 0% | 0.00070192 | 0.00070192 | 0 | 0 | 0 | 0 | 0 | 0 | 0 | 0 | 0 | 0 | 0 | 0 | 0 | 0 | 0 | 0 | 0 | 0
PA | INSIG | INDUSTRIAL | AHLSTROM MOUNT HOLLY SPRINGS LLC | PA0008486 | 001 | 1 | 0% | 0.75041 | 0.75041 | 1.6547 | 0.014453 | 0 | 3800.2878 | 33.1953 | 0 | 2435.0341 | 13.5486 | 0 | 1.4446 | 0.014501 | 24.0033 | 3301.4741 | 33.1409 | 54857.628 | 2115.4193 | 13.5264 | 13632.0092 | 1.4446 | 0.025456 | 29.9836 | 3301.4741 | 58.1781 | 68525.1 | 2115.4193 | 23.7454 | 17028.3482
PA | INSIG | INDUSTRIAL | ALCAN CABLE | PA0009318 | 001 | 1 | 0% | 0.030016 | 0.030016 | 25.9777 | 0 | 0 | 2386.5205 | 0 | 0 | 1882.4573 | 0 | 0 | 22.6799 | 0 | 17.4069 | 2073.3257 | 0 | 1591.2842 | 1635.4132 | 0 | 456.4743 | 22.6799 | 0 | 29.9836 | 2073.3257 | 0 | 2741.004 | 1635.4132 | 0 | 786.2819
PA | INSIG | INDUSTRIAL | ALCOA INC - LANCASTER WORKS | PA0082881 | 001 | 1 | 0% | 0.48233 | 0.48233 | 0 | 0 | 0 | 0 | 0 | 0 | 0 | 0 | 0 | 0 | 0 | 15.0308 | 0 | 0 | 22079.7259 | 0 | 0 | 9708.9548
PA | INSIG | INDUSTRIAL | ALEXANDRIA BORO WATER AUTH | PA0082457 | 001 | 1 | 0% | 0.0040022 | 0.0040022 | 0.24932 | 0.5485 | 29.918 | 3.0539 | 6.7186 | 366.4685 | 2.0921 | 3.1989 | 43.0462 | 0.21756 | 0.5503 | 29.9836 | 2.6518 | 6.7076 | 365.4672 | 1.8166 | 3.1936 | 42.9286 | 0.21756 | 0.93339 | 29.9836 | 2.6518 | 11.3771 | 365.4672 | 1.8166 | 5.4169 | 42.9286
PA | INSIG | INDUSTRIAL | ALTADIS USA INC | PA0039861 | 001 | 1 | 0% | 0.086047 | 0.086047 | 11.1638 | 6.9792 | 0 | 2940.0329 | 1838.0219 | 0 | 2260.7828 | 845.8304 | 0 | 9.7466 | 7.0022 | 24.0033 | 2554.2007 | 1835.0088 | 6290.3413 | 1964.0913 | 844.4438 | 2282.2274 | 9.7466 | 11.8829 | 29.9836 | 2554.2007 | 3114.0641 | 7857.5448 | 1964.0913 | 1433.046 | 2850.8317
PA | INSIG | INDUSTRIAL | ALTOONA CITY AUTH - ANDRONIC P | PA0082538 | 001 | 1 | 0% | 0.1661 | 0.1661 | 0.091854 | 0.20208 | 29.918 | 53.4433 | 117.5753 | 17407.2528 | 31.58 | 25.9281 | 298.3943 | 0.091734 | 0.23204 | 12.6427 | 46.4063 | 117.3826 | 6395.676 | 27.4218 | 25.8856 | 109.6344 | 0.091734 | 0.39357 | 12.6427 | 46.4063 | 199.0984 | 6395.676 | 27.4218 | 43.9058 | 109.6344
PA | INSIG | INDUSTRIAL | ALTOONA CITY AUTH - HOMER GAP | PA0085821 | 001 | 1 | 0% | 0.12007 | 0.12007 | 0.24932 | 0.5485 | 0 | 91.6171 | 201.5577 | 0 | 57.4514 | 105.1703 | 0 | 0.21756 | 0.5503 | 24.0033 | 79.5536 | 201.2272 | 8777.2205 | 49.8866 | 104.9979 | 813.0224 | 0.21756 | 0.93339 | 29.9836 | 79.5536 | 341.3115 | 10964.016 | 49.8866 | 178.0922 | 1015.5824
PA | INSIG | INDUSTRIAL | ALTOONA CITY AUTH - KETTLE CRE | PA0085812 | 001 | 1 | 0% | 0.12007 | 0.12007 | 0.24932 | 0.5485 | 0 | 91.6171 | 201.5577 | 0 | 56.4509 | 72.954 | 0 | 0.21756 | 0.5503 | 24.0033 | 79.5536 | 201.2272 | 8777.2205 | 49.0179 | 72.8344 | 383.8219 | 0.21756 | 0.93339 | 29.9836 | 79.5536 | 341.3115 | 10964.016 | 49.0179 | 123.538 | 479.449
PA | INSIG | INDUSTRIAL | ALTOONA CITY AUTH - MILL RUN W | PA0085529 | 001 | 1 | 0% | 0.12007 | 0.12007 | 0.24932 | 0.5485 | 0 | 91.6171 | 201.5577 | 0 | 57.0819 | 107.0594 | 0 | 0.21756 | 0.5503 | 24.0033 | 79.5536 | 201.2272 | 8777.2205 | 49.5658 | 106.8839 | 833.0745 | 0.21756 | 0.93339 | 29.9836 | 79.5536 | 341.3115 | 10964.016 | 49.5658 | 181.2911 | 1040.6304
PA | INSIG | INDUSTRIAL | ALTOONA CITY AUTH/BELLWOOD WTP | PA0085537 | 001 | 1 | 0% | 2.4209 | 2.4209 | 0.24932 | 0.5485 | 0 | 2308.7514 | 5079.2531 | 0 | 1487.3444 | 2650.2928 | 0 | 0.27191 | 0.68778 | 30 | 2004.7505 | 5070.9265 | 221185.9561 | 1291.5009 | 2645.948 | 20488.1648 | 0.27191 | 1.1666 | 37.4743 | 2004.7505 | 8601.0499 | 276293.2032 | 1291.5009 | 4487.9237 | 25592.6767
PA | INSIG | INDUSTRIAL | ALTOONA CITY AUTH/PLANE 9 TP | PA0085120 | 001 | 1 | 0% | 0.030016 | 0.030016 | 0.24932 | 0.5485 | 29.918 | 22.9043 | 50.3894 | 2748.5136 | 15.0555 | 26.7649 | 260.8704 | 0.21756 | 0.5503 | 29.9836 | 19.8884 | 50.3068 | 2741.004 | 13.0731 | 26.721 | 260.1576 | 0.21756 | 0.93339 | 29.9836 | 19.8884 | 85.3279 | 2741.004 | 13.0731 | 45.3228 | 260.1576
PA | INSIG | INDUSTRIAL | AMERGEN ENERGY CO LLC - THREE | PA0009920 | 001 | 1 | 0% | 195.3657 | 195.3657 | 0.0081688 | 0.0013069 | 0 | 6104.6795 | 976.6685 | 0 | 5056.0277 | 459.2746 | 0 | 0.0089132 | 0.0016388 | 0.012285 | 5303.3607 | 975.0674 | 7309.344 | 4392.3581 | 458.5217 | 1909.6248 | 0.0089132 | 0.0027813 | 0.012285 | 5303.3607 | 1654.8437 | 7309.344 | 4392.3581 | 778.1839 | 1909.6248
PA | INSIG | INDUSTRIAL | AQUA PENNSYLVANIA INC | PA0114740 | 001 | 1 | 0% | 0.15308 | 0.15308 | 0.27702 | 0.60944 | 29.918 | 129.7909 | 285.54 | 14017.4194 | 87.2629 | 81.7907 | 2817.3775 | 0.24192 | 0.61145 | 29.9836 | 112.7911 | 285.0719 | 13979.1204 | 75.8333 | 81.6566 | 2809.6798 | 0.24192 | 1.0369 | 29.9836 | 112.7911 | 483.4367 | 13979.1204 | 75.8333 | 138.4766 | 2809.6798
PA | INSIG | INDUSTRIAL | ARMSTRONG WORLD INDUSTRIES | PA0008761 | 001 | 1 | 0% | 0.28716 | 0.28716 | 11.1694 | 6.9809 | 159.5628 | 9816.469 | 6135.2931 | 140235.2717 | 8335.3387 | 3082.536 | 49609.123 | 9.7509 | 7.0038 | 29.9836 | 8527.7076 | 6125.2353 | 26222.2716 | 7241.0284 | 3077.4827 | 9276.2961 | 9.7509 | 11.8846 | 29.9836 | 8527.7076 | 10393.7679 | 26222.2716 | 7241.0284 | 5222.1081 | 9276.2961
PA | INSIG | INDUSTRIAL | ASHLAND AREA MUN AUTH | PA0063061 | 001 | 1 | 0% | 0.01901 | 0.01901 | 0.24932 | 0.5485 | 29.918 | 14.506 | 31.9133 | 1740.7253 | 10.0303 | 14.6544 | 522.504 | 0.21756 | 0.5503 | 29.9836 | 12.596 | 31.861 | 1735.9692 | 8.7096 | 14.6304 | 521.0764 | 0.21756 | 0.93339 | 29.9836 | 12.596 | 54.041 | 1735.9692 | 8.7096 | 24.8154 | 521.0764
PA | INSIG | INDUSTRIAL | ASP REALTY INC | PA0087521 | 001 | 1 | 0% | 0.010005 | 0.010005 | 11.1694 | 6.9809 | 0 | 342.0372 | 213.7733 | 0 | 181.3749 | 120.1018 | 0 | 9.7509 | 7.0038 | 24.0033 | 297.1327 | 213.4228 | 731.435 | 157.563 | 119.9049 | 301.6195 | 9.7509 | 11.8846 | 29.9836 | 297.1327 | 362.1522 | 913.668 | 157.563 | 203.4638 | 376.7663
PA | INSIG | INDUSTRIAL | AVERY DENNISON PERFORMANCE POL | PA0114596 | 001 | 1 | 0% | 0.10005 | 0.10005 | 0 | 0.099727 | 0 | 0 | 30.539 | 0 | 0 | 13.045 | 0 | 0 | 0.10013 | 20.0164 | 0 | 30.5112 | 6099.464 | 0 | 13.0331 | 1645.9426 | 0 | 0.16971 | 29.9836 | 0 | 51.7139 | 9136.68 | 0 | 22.09 | 2465.5364
PA | INSIG | INDUSTRIAL | BAE SYSTEMS LAND AND ARMAMENTS LP (OUTFALL 003, GW | PA0009253 | 001 | 1 | 0% | 0.060033 | 0.060033 | 33.682 | 0.39079 | 0 | 6188.6134 | 71.8028 | 0 | 4928.2328 | 31.5249 | 0 | 29.4055 | 0.39208 | 24.0033 | 5376.3113 | 71.6851 | 4388.6102 | 4281.3651 | 31.4732 | 1433.8576 | 29.4055 | 0.66525 | 29.9836 | 5376.3113 | 121.631 | 5482.008 | 4281.3651 | 53.4018 | 1791.0953
PA | INSIG | INDUSTRIAL | BEAR VALLET WTP | PA0261891 | 001 | 1 | 0% | 0.03645 | 0.03645 | 0.99679 | 0.79743 | 0 | 111.1088 | 88.8871 | 0 | 107.6913 | 57.0872 | 0 | 0.99952 | 0.79962 | 14.9795 | 110.957 | 88.7656 | 1662.8758 | 107.5442 | 57.0092 | 909.2667
PA | INSIG | INDUSTRIAL | BEAR VALLEY FRANKLIN COUNTY PA | PA0083712 | 001 | 1 | 0% | 0.050027 | 0.050027 | 0.24932 | 0.5485 | 29.918 | 38.1738 | 83.9824 | 4580.856 | 32.3849 | 53.9372 | 2504.8291 | 0.21756 | 0.5503 | 29.9836 | 33.1473 | 83.8447 | 4568.34 | 28.1207 | 53.8488 | 2497.9853 | 0.21756 | 0.93339 | 29.9836 | 33.1473 | 142.2131 | 4568.34 | 28.1207 | 91.3355 | 2497.9853
PA | INSIG | INDUSTRIAL | BEDFORD BOROUGH WATER AUTH | PA0087971 | 001 | 1 | 0% | 0.079043 | 0.079043 | 0.24932 | 0.5485 | 0 | 60.3146 | 132.6921 | 0 | 30.7356 | 28.6279 | 0 | 0.21756 | 0.5503 | 24.0033 | 52.3728 | 132.4746 | 5778.3368 | 26.6885 | 28.5809 | 477.6721 | 0.21756 | 0.93339 | 29.9836 | 52.3728 | 224.6967 | 7217.9772 | 26.6885 | 48.4775 | 596.6815
PA | INSIG | INDUSTRIAL | BEZDECKI FAMILY LLC DBA SUTTON SPRINGS INC | PA0061581 | 001 | 1 | 0% | 0.0012007 | 0.0012007 | 0.22439 | 0.067316 | 0 | 0.82455 | 0.24737 | 0 | 0.54101 | 0.094859 | 0 | 0.1958 | 0.067537 | 24.0033 | 0.71598 | 0.24696 | 87.7722 | 0.46978 | 0.094703 | 19.8237 | 0.1958 | 0.1154 | 29.9836 | 0.71598 | 0.42199 | 109.6402 | 0.46978 | 0.16182 | 24.7626
PA | INSIG | INDUSTRIAL | Bionol Clearfield LLC | PA0229211 | 001 | 1 | 0% | 0.24191 | 0.24191 | 2.4257 | 0.52345 | 29.918 | 1537.6407 | 331.8067 | 18964.7438 | 967.9735 | 127.9869 | 4233.0408 | 1.8132 | 0.44962 | 30.018 | 1335.8772 | 331.2627 | 22116.1224 | 840.9596 | 127.7771 | 4936.4468 | 1.8132 | 0.76262 | 32.863 | 1335.8772 | 561.8711 | 24212.202 | 840.9596 | 216.7291 | 5404.3039
PA | INSIG | INDUSTRIAL | BLEYER GIFT PACKS LLC | PA0087165 | 001 | 1 | 0% | 0.022012 | 0.022012 | 5.5847 | 2.9918 | 18.9481 | 376.241 | 201.5577 | 1276.5319 | 297.2136 | 70.1924 | 298.7486 | 4.8759 | 3.0016 | 19.0104 | 326.8751 | 201.2272 | 1274.4392 | 258.2167 | 70.0773 | 298.2588 | 4.8759 | 5.0929 | 29.9836 | 326.8751 | 341.4253 | 2010.0696 | 258.2167 | 118.9012 | 470.4194
PA | INSIG | INDUSTRIAL | BLOOMSBURG WATER TREATMENT PLANT | PA0232599 | 001 | 1 | 0% | 0.38104 | 0.38104 | 0 | 0 | 29.918 | 0 | 0 | 34814.5056 | 0 | 0 | 10343.1643 | 0 | 0 | 30 | 0 | 0 | 34814.5056 | 0 | 0 | 10343.1643
PA | INSIG | INDUSTRIAL | BOYD E DILLER INC | PA0082953 | 001 | 1 | 0% | 0.016005 | 0.016005 | 7.9943 | 0.015949 | 26.9262 | 244.8057 | 0.48839 | 824.5541 | 181.5221 | 0.24103 | 242.0031 | 8.0216 | 0.016003 | 29.2698 | 391.0202 | 0.78009 | 1426.7739 | 289.9394 | 0.385 | 418.7521 | 8.7258 | 0.033949 | 37.4872 | 425.3465 | 1.6548 | 1827.336 | 315.3921 | 0.81671 | 536.3154
PA | INSIG | INDUSTRIAL | BRESSLER TRUCK PLAZA LLC | PA0208566 | 001 | 1 | 0% | 0.0015008 | 0.0015008 | 11.1694 | 6.9809 | 49.8634 | 51.3056 | 32.066 | 229.0428 | 35.1893 | 14.7951 | 62.6684 | 9.7509 | 7.0038 | 29.9836 | 44.5699 | 32.0134 | 137.0502 | 30.5695 | 14.7709 | 37.4983 | 9.7509 | 11.8846 | 29.9836 | 44.5699 | 54.3228 | 137.0502 | 30.5695 | 25.0644 | 37.4983
PA | INSIG | INDUSTRIAL | BURLE BUSINESS PARK LP | PA0008508 | 001 | 1 | 0% | 0.035019 | 0.035019 | 48.2193 | 0.26415 | 0 | 5168.1205 | 28.3114 | 0 | 3431.0613 | 17.2882 | 0 | 42.0973 | 0.26502 | 24.0033 | 4489.8059 | 28.265 | 2560.0226 | 2980.7353 | 17.2598 | 1113.5328 | 42.0973 | 0.44973 | 29.9836 | 4489.8059 | 47.9646 | 3197.838 | 2980.7353 | 29.2893 | 1390.9633
PA | INSIG | INDUSTRIAL | CARLISLE BORO | PA0080454 | 001 | 1 | 0% | 0.28816 | 0.28816 | 0.24932 | 0.5485 | 29.918 | 219.8811 | 483.7384 | 26385.7306 | 164.515 | 213.9673 | 6943.1637 | 0.21756 | 0.5503 | 29.9836 | 190.9286 | 482.9454 | 26313.6384 | 142.8528 | 213.6165 | 6924.1933 | 0.21756 | 0.93339 | 29.9836 | 190.9286 | 819.1476 | 26313.6384 | 142.8528 | 362.3256 | 6924.1933
PA | INSIG | INDUSTRIAL | CCDA WATERS LLC | PA0228214 | 001 | 1 | 0% | 0.15909 | 0.15909 | 1.4564 | 0.67739 | 0 | 709.1165 | 329.8216 | 0 | 444.2237 | 111.697 | 0 | 1.2714 | 0.67962 | 9.9945 | 616.0073 | 329.2809 | 4842.4404 | 385.8957 | 111.5139 | 404.142 | 1.2714 | 1.1534 | 9.9945 | 616.0073 | 558.8562 | 4842.4404 | 385.8957 | 189.2616 | 404.142
PA | INSIG | INDUSTRIAL | CEASTOWN WATER TR. PLANT | PA0062588 | 001 | 1 | 0% | 0.43524 | 0.43524 | 0.70082 | 0.35079 | 29.918 | 933.5507 | 467.2767 | 39853.4472 | 659.0114 | 192.8302 | 8648.4728 | 0.61155 | 0.35194 | 21.0919 | 810.6352 | 466.5107 | 27958.2408 | 572.243 | 192.5141 | 6067.131 | 0.61155 | 0.5969 | 21.0919 | 810.6352 | 791.2221 | 27958.2408 | 572.243 | 326.5121 | 6067.131
PA | INSIG | INDUSTRIAL | CEDAR SPRING TROUT HATCHERY | PA0232441 | 001 | 1 | 0% | 12.5643 | 12.5643 | 0 | 0 | 17.4522 | 0 | 0 | 669644.7996 | 0 | 0 | 180703.893 | 0 | 0 | 17.5 | 0 | 0 | 669644.7996 | 0 | 0 | 180703.893
PA | INSIG | INDUSTRIAL | CHAMBERSBURG BORO - CHAMBERSBU | PA0083364 | 001 | 1 | 0% | 0.17109 | 0.17109 | 0.24932 | 0.5485 | 0 | 130.5544 | 287.2197 | 0 | 119.3546 | 211.0584 | 0 | 0.21756 | 0.5503 | 24.0033 | 113.3639 | 286.7488 | 12507.5392 | 103.6388 | 210.7124 | 7199.1778 | 0.21756 | 0.93339 | 29.9836 | 113.3639 | 486.3689 | 15623.7228 | 103.6388 | 357.3998 | 8992.8127
PA | INSIG | INDUSTRIAL | CHERRY PLACE PROPERTIES - FOUR | PA0247537 | 001 | 1 | 0% | 0.0025014 | 0.0025014 | 11.1694 | 6.9809 | 0 | 85.5093 | 53.4433 | 0 | 53.7082 | 29.4637 | 0 | 9.7509 | 7.0038 | 24.0033 | 74.2832 | 53.3557 | 182.8588 | 46.6571 | 29.4154 | 68.6177 | 9.7509 | 11.8846 | 29.9836 | 74.2832 | 90.538 | 228.417 | 46.6571 | 49.9143 | 85.7135
PA | INSIG | INDUSTRIAL | CHESTER CO SOLID WASTE AUTH | PA0082791 | 001 | 1 | 0% | 0.050027 | 0.050027 | 7.7251 | 0.013098 | 0 | 1182.8205 | 2.0055 | 0 | 736.0585 | 1.1267 | 0 | 6.7443 | 0.013141 | 24.0033 | 1027.5672 | 2.0022 | 3657.1752 | 639.4458 | 1.1249 | 1508.0975 | 6.7443 | 0.022062 | 29.9836 | 1027.5672 | 3.3614 | 4568.34 | 639.4458 | 1.8885 | 1883.8316
PA | INSIG | INDUSTRIAL | CLEARFIELD LEATHER INC | PA0208779 | 001 | 1 | 0% | 0.12007 | 0.12007 | 53.5974 | 0.22129 | 222.3907 | 19695.5639 | 81.317 | 81722.471 | 12398.7248 | 31.3662 | 18240.9295 | 46.7922 | 0.22202 | 29.9836 | 17110.3867 | 81.1837 | 10964.016 | 10771.3076 | 31.3148 | 2447.232 | 46.7922 | 0.37675 | 29.9836 | 17110.3867 | 137.7657 | 10964.016 | 10771.3076 | 53.14 | 2447.232
PA | INSIG | INDUSTRIAL | CLEARFIELD MUN AUTH - MONTGOME | PA0228206 | 001 | 1 | 0% | 0.020011 | 0.020011 | 0.24932 | 0.5485 | 29.918 | 15.2695 | 33.5929 | 1832.3424 | 9.0722 | 12.9577 | 408.9895 | 0.21756 | 0.5503 | 29.9836 | 13.2589 | 33.5379 | 1827.336 | 7.8777 | 12.9365 | 407.872 | 0.21756 | 0.93339 | 29.9836 | 13.2589 | 56.8853 | 1827.336 | 7.8777 | 21.9422 | 407.872
PA | INSIG | INDUSTRIAL | Clearfield Mun. Authority Moose Creek WTP | PA0229237 | 001 | 1 | 0% | 0.056036 | 0.056036 | 0.19178 | 0.42192 | 29.918 | 38.1738 | 83.9824 | 5955.1128 | 20.1089 | 21.7352 | 592.9162 | 0.19423 | 0.4913 | 26.7687 | 33.1473 | 83.8447 | 4568.34 | 17.4611 | 21.6995 | 454.8432 | 0.19423 | 0.83331 | 26.7687 | 33.1473 | 142.2131 | 4568.34 | 17.4611 | 36.8057 | 454.8432
PA | INSIG | INDUSTRIAL | COALDALE SIX MILE RUN WATER | PA0260479 | 001 | 1 | 0% | 0.0048026 | 0.0048026 | 0.24932 | 0.5485 | 0 | 3.6647 | 8.0623 | 0 | 2.1778 | 1.5484 | 0 | 0.21756 | 0.5503 | 24.0033 | 3.1821 | 8.0491 | 351.0888 | 1.891 | 1.5458 | 31.258 | 0.21756 | 0.93339 | 29.9836 | 3.1821 | 13.6525 | 438.5606 | 1.891 | 2.622 | 39.0457
PA | INSIG | INDUSTRIAL | COCALICO VALLEY POULTRY FARMS | PA0085707 | 001 | 1 | 0% | 0.018411 | 0.018411 | 89.1329 | 12.0313 | 29.918 | 5458.9837 | 736.859 | 1832.3424 | 2980.9377 | 328.1987 | 429.1791 | 50.7471 | 12.0685 | 19.5536 | 2845.4729 | 676.7023 | 1096.4016 | 1553.8016 | 301.4047 | 256.8039 | 50.7471 | 13.3583 | 19.5536 | 2845.4729 | 749.0236 | 1096.4016 | 1553.8016 | 333.6168 | 256.8039
PA | INSIG | INDUSTRIAL | COLUMBIA WATER COMPANY | PA0010201 | 001 | 1 | 0% | 0.080044 | 0.080044 | 0.099727 | 0.2194 | 29.918 | 24.4312 | 53.7487 | 7329.3696 | 20.7478 | 26.5884 | 2470.7499 | 0.087023 | 0.22012 | 29.9836 | 21.2143 | 53.6606 | 7309.344 | 18.0158 | 26.5449 | 2463.9992 | 0.087023 | 0.37336 | 29.9836 | 21.2143 | 91.0164 | 7309.344 | 18.0158 | 45.024 | 2463.9992
PA | INSIG | INDUSTRIAL | COMM ENV SYS LANDFILL | PA0065307 | 001 | 1 | 0% | 0.090082 | 0.090082 | 0 | 0 | 9.9727 | 0 | 0 | 2748.5136 | 0 | 0 | 709.165 | 0 | 0 | 10.0182 | 0 | 0 | 2748.5136 | 0 | 0 | 709.165
PA | INSIG | INDUSTRIAL | COMMUNITY REFUSE SERVICE INC - | PA0083941 | 001 | 1 | 0% | 0.12008 | 0.12008 | 339.1079 | 0.28409 | 31.9126 | 155766.0132 | 130.4918 | 14658.7392 | 110241.0011 | 57.7192 | 3857.3132 | 246.6761 | 0.28499 | 24.9829 | 90213.7741 | 104.2271 | 9136.68 | 63847.4116 | 46.1017 | 2404.2338 | 246.6761 | 0.403 | 24.9829 | 90213.7741 | 147.3845 | 9136.68 | 63847.4116 | 65.1912 | 2404.2338
PA | INSIG | INDUSTRIAL | CON AGRA GROCERY PRODUCTS CO | PA0009385 | 001 | 1 | 0% | 0.39693 | 0.39693 | 12.4844 | 1.159 | 49.8634 | 9251.7945 | 858.9105 | 36952.2384 | 7399.3042 | 396.2986 | 10110.4961 | 6.6488 | 0.70934 | 34.9048 | 8037.5646 | 857.5024 | 42195.7749 | 6428.2 | 395.6489 | 11545.1793 | 6.6488 | 1.2042 | 37.7898 | 8037.5646 | 1455.7453 | 45683.4 | 6428.2 | 671.6762 | 12499.4279
PA | INSIG | INDUSTRIAL | CONECTIV MID MERIT LLC | PA0088781 | 001 | 1 | 0% | 6.0182 | 6.0182 | 0.099679 | 0.099679 | 0 | 1834.5164 | 1834.5164 | 0 | 1149.8661 | 244.4714 | 0 | 0.099952 | 0.099952 | 14.9795 | 1832.0103 | 1832.0103 | 274557.234 | 1148.2952 | 244.1374 | 13104.539
PA | INSIG | INDUSTRIAL | CON-LIME INC | PA0112275 | 001 | 1 | 0% | 3.0684 | 3.0684 | 0 | 0 | 0 | 0 | 0 | 0 | 0 | 0 | 0 | 0 | 0 | 0 | 0 | 0 | 0 | 0 | 0 | 0
PA | INSIG | INDUSTRIAL | CONSTRUCTION SPECIALTIES INC | PA0111911 | 001 | 1 | 0% | 0.0099234 | 0.0099234 | 6.6018 | 0.15844 | 0 | 125.3425 | 3.0082 | 0 | 93.8609 | 1.2735 | 0 | 3.6029 | 0.099373 | 18.7436 | 108.8892 | 3.0033 | 566.4742 | 81.5401 | 1.2714 | 110.0566 | 3.6029 | 0.16868 | 18.7436 | 108.8892 | 5.098 | 566.4742 | 81.5401 | 2.1582 | 110.0566
PA | INSIG | INDUSTRIAL | CORIXA CORP DBA GLAXOSMITHKLINE BIO NA | PA0013862 | 001 | 1 | 0% | 0.38538 | 0.38538 | 11.2147 | 0.10965 | 0 | 11023.9727 | 107.7817 | 0 | 8935.664 | 54.1524 | 0 | 8.1599 | 0.091681 | 25.016 | 9577.1149 | 107.605 | 29360.8839 | 7762.8895 | 54.0636 | 10386.6002 | 8.1599 | 0.15558 | 49.9772 | 9577.1149 | 182.6017 | 58657.4856 | 7762.8895 | 91.744 | 20750.4602
PA | INSIG | INDUSTRIAL | CRAFTMASTER MANUFACTURING INC | PA0209457 | 001 | 1 | 0% | 0.060033 | 0.060033 | 0.83023 | 0 | 29.918 | 152.5425 | 0 | 5497.0272 | 104.6924 | 0 | 1030.8916 | 0.7249 | 0 | 29.9836 | 132.5363 | 0 | 5482.008 | 90.9618 | 0 | 1028.075 | 0.7249 | 0 | 29.9836 | 132.5363 | 0 | 5482.008 | 90.9618 | 0 | 1028.075
PA | INSIG | INDUSTRIAL | CRYSTAL LAKE WATER TRMT. PLANT | PA0062553 | 001 | 1 | 0% | 0.087048 | 0.087048 | 0.071512 | 0.037638 | 0.99727 | 19.0521 | 10.0274 | 265.6896 | 9.8149 | 3.7747 | 45.9512 | 0.062656 | 0.037762 | 18.4069 | 16.6108 | 10.011 | 4879.8332 | 8.5572 | 3.7685 | 843.9698 | 0.062656 | 0.064489 | 29.9836 | 16.6108 | 17.0966 | 7948.9116 | 8.5572 | 6.4358 | 1374.7686
PA | INSIG | INDUSTRIAL | CRYSTAL SPRING HARDWOODS | PA0087718 | 001 | 1 | 0% | 0.00010005 | 0.00010005 | 1.1469 | 0.99727 | 0 | 0.3512 | 0.30539 | 0 | 0.15028 | 0.051032 | 0 | 1.0016 | 1.0005 | 24.0033 | 0.30522 | 0.30489 | 7.3144 | 0.13061 | 0.050949 | 0.54066 | 1.0016 | 1.6988 | 29.9836 | 0.30522 | 0.51766 | 9.1367 | 0.13061 | 0.086503 | 0.67537
PA | INSIG | INDUSTRIAL | DANVILLE MUN AUTH | PA0027359 | 001 | 1 | 0% | 0.060027 | 0.060027 | 0.49863 | 1.097 | 29.918 | 76.3476 | 167.9647 | 4580.856 | 59.7513 | 64.8787 | 1281.0315 | 0.36263 | 0.91725 | 30.0274 | 66.2947 | 167.6894 | 5489.5176 | 51.8836 | 64.7724 | 1535.1377 | 0.36263 | 1.5558 | 49.9772 | 66.2947 | 284.4263 | 9136.68 | 51.8836 | 109.8637 | 2555.0627
PA | INSIG | INDUSTRIAL | DAUPHIN MEADOWS INC | PA0080187 | 001 | 1 | 0% | 0.038027 | 0.038027 | 25.32 | 0.015063 | 26.9262 | 3876.8425 | 2.3063 | 4122.7704 | 3112.8666 | 1.0464 | 1204.7548 | 29.0808 | 0.019881 | 23.6671 | 3367.9809 | 2.3025 | 2741.004 | 2704.282 | 1.0447 | 800.9754 | 29.0808 | 0.033489 | 23.6671 | 3367.9809 | 3.8785 | 2741.004 | 2704.282 | 1.7598 | 800.9754
PA | INSIG | INDUSTRIAL | DCNR - BUREAU OF STATE PARKS - | PA0032409 | 001 | 1 | 0% | 0.00017009 | 0.00017009 | 58.6628 | 129.0582 | 0 | 30.539 | 67.1859 | 0 | 21.0911 | 15.5436 | 0 | 58.8557 | 129.4826 | 24.0033 | 30.489 | 67.0757 | 12.4344 | 21.0565 | 15.5181 | 1.6223 | 60.2526 | 258.503 | 35.2748 | 31.2126 | 133.912 | 18.2734 | 21.5563 | 30.9808 | 2.3841
PA | INSIG | INDUSTRIAL | DENVER COLD STORAGE | PA0086541 | 001 | 1 | 0% | 0.033724 | 0.033724 | 24.9197 | 3.9872 | 0 | 572.3325 | 91.5732 | 0 | 312.5284 | 40.7869 | 0 | 15.4911 | 2.7567 | 0.88957 | 1591.0719 | 283.1334 | 91.3668 | 868.8222 | 126.1083 | 21.4003 | 15.4911 | 2.7567 | 0.88957 | 1591.0719 | 283.1334 | 91.3668 | 868.8222 | 126.1083 | 21.4003
PA | INSIG | INDUSTRIAL | DIETRICHS MILK PRODUCTS | PA0111902 | 001 | 1 | 0% | 0.18771 | 0.18771 | 6.9467 | 2.8607 | 109.6995 | 4360.9151 | 1795.84 | 68865.5352 | 2246.595 | 731.4179 | 4859.144 | 6.6266 | 3.36 | 23.9729 | 3788.3421 | 1920.8527 | 13705.02 | 1951.6249 | 782.3337 | 967.0246 | 6.6266 | 5.9553 | 23.9729 | 3788.3421 | 3404.5822 | 13705.02 | 1951.6249 | 1386.6338 | 967.0246
PA | INSIG | INDUSTRIAL | DII INDUSTRIES LLC | PA0114332 | 001 | 1 | 0% | 0.065036 | 0.065036 | 5.5847 | 2.9918 | 0 | 1111.6211 | 595.5113 | 0 | 477.0313 | 146.8003 | 0 | 4.8759 | 3.0016 | 24.0033 | 965.7674 | 594.535 | 4754.3278 | 414.4409 | 146.5597 | 410.7391 | 4.8759 | 5.0929 | 29.9836 | 965.7674 | 1008.7565 | 5938.842 | 414.4409 | 248.67 | 513.0724
PA | INSIG | INDUSTRIAL | DORMA DOOR CONTROLS INC | PA0085103 | 001 | 1 | 0% | 0.011106 | 0.011106 | 6.2828 | 0.29918 | 0 | 213.5595 | 10.1695 | 0 | 125.3776 | 5.6065 | 0 | 5.4851 | 0.30016 | 24.0033 | 185.5277 | 10.1528 | 811.8929 | 108.9206 | 5.5973 | 304.6627 | 5.4851 | 0.50912 | 29.9836 | 185.5277 | 17.2207 | 1014.1715 | 108.9206 | 9.4939 | 380.5677
PA | INSIG | INDUSTRIAL | DS WATERS OF AMERICA LP | PA0247731 | 001 | 1 | 0% | 0.060033 | 0.060033 | 7.6254 | 0.64991 | 29.918 | 1401.07 | 119.4115 | 5497.0272 | 881.1738 | 66.6306 | 2126.0895 | 6.6573 | 0.65204 | 29.9836 | 1217.17 | 119.2157 | 5482.008 | 765.5137 | 66.5213 | 2120.2805 | 6.6573 | 1.1065 | 29.9836 | 1217.17 | 202.3046 | 5482.008 | 765.5137 | 112.8842 | 2120.2805
PA | INSIG | INDUSTRIAL | DUDLEY-CARBON-COALMONT JMA | PA0083003 | 001 | 1 | 0% | 0.028813 | 0.028813 | 24.9197 | 3.9872 | 29.918 | 1831.464 | 293.0342 | 2198.8109 | 1007.3308 | 56.4096 | 148.1556 | 9.0029 | 1.6715 | 30.0137 | 790.0248 | 146.6738 | 2633.7669 | 434.5247 | 28.235 | 177.4629 | 18.856 | 6.3731 | 49.9772 | 1654.6511 | 559.2544 | 4385.6064 | 910.0812 | 107.6575 | 295.5016
PA | INSIG | INDUSTRIAL | DUKE ENERGY GAS TRANSMISSION C | PA0087769 | 001 | 1 | 0% | 0.047132 | 0.047132 | 0.49448 | 0.2649 | 0 | 87.2195 | 46.7247 | 0 | 67.1046 | 18.6166 | 0 | 0.5279 | 0.32498 | 3.2462 | 75.7756 | 46.6481 | 465.9707 | 58.2999 | 18.586 | 115.303 | 0.5279 | 0.5514 | 3.2462 | 75.7756 | 79.1486 | 465.9707 | 58.2999 | 31.5352 | 115.303
PA | INSIG | INDUSTRIAL | DUKE ENERGY GAS TRANSMISSION C | PA0087866 | 001 | 1 | 0% | 0.019413 | 0.019413 | 1.2141 | 0.65039 | 0 | 85.5093 | 45.8086 | 0 | 51.2313 | 8.8182 | 0 | 1.2565 | 0.77354 | 7.7269 | 74.2898 | 45.7335 | 456.834 | 44.5094 | 8.8038 | 30.7814 | 1.2565 | 1.3125 | 7.7269 | 74.2898 | 77.5967 | 456.834 | 44.5094 | 14.9375 | 30.7814
PA | INSIG | INDUSTRIAL | Duncan Township Mun. Water Authority WTP | PA0229172 | 001 | 1 | 0% | 0.0067037 | 0.0067037 | 0.24932 | 0.5485 | 29.918 | 5.1153 | 11.2536 | 613.8347 | 2.8958 | 4.0349 | 101.7193 | 0.21756 | 0.5503 | 29.9836 | 4.4417 | 11.2352 | 612.1576 | 2.5145 | 4.0282 | 101.4414 | 0.21756 | 0.93339 | 29.9836 | 4.4417 | 19.0566 | 612.1576 | 2.5145 | 6.8325 | 101.4414
PA | INSIG | INDUSTRIAL | DURA-BOND PIPE LLC | PA0084468 | 001 | 1 | 0% | 0.0036447 | 0.0036447 | 0.011733 | 0 | 0 | 0.30539 | 0 | 0 | 0.25195 | 0 | 0 | 0.02389 | 0 | 3.2925 | 0.26518 | 0 | 36.5467 | 0.21878 | 0 | 10.7761 | 0.02389 | 0 | 3.2925 | 0.26518 | 0 | 36.5467 | 0.21878 | 0 | 10.7761
PA | INSIG | INDUSTRIAL | EASCO HAND TOOLS INC | PA0083046 | 001 | 1 | 0% | 0.28816 | 0.28816 | 0.12169 | 0.0030749 | 0 | 107.323 | 2.7119 | 0 | 61.0038 | 1.5272 | 0 | 0.10624 | 0.003085 | 3.1233 | 93.2368 | 2.7074 | 2741.004 | 52.997 | 1.5247 | 1205.2814 | 0.10624 | 0.0053034 | 3.1233 | 93.2368 | 4.6542 | 2741.004 | 52.997 | 2.6211 | 1205.2814
PA | INSIG | INDUSTRIAL | EAST PETERSBURG BORO - KOSER R | PA0087271 | 001 | 1 | 0% | 0.0015008 | 0.0015008 | 0.24932 | 0.5485 | 0 | 1.1452 | 2.5195 | 0 | 0.6428 | 0.28174 | 0 | 0.21756 | 0.5503 | 24.0033 | 0.99442 | 2.5153 | 109.7153 | 0.55816 | 0.28128 | 2.4633 | 0.21756 | 0.93339 | 29.9836 | 0.99442 | 4.2664 | 137.0502 | 0.55816 | 0.4771 | 3.077
PA | INSIG | INDUSTRIAL | EBS COUNTRY MARKET SITE | PA0232581 | 001 | 1 | 0% | 0.0040055 | 0.0040055 | 24.9197 | 3.9872 | 29.918 | 305.244 | 48.839 | 366.4685 | 162.8605 | 16.0022 | 49.8247 | 24.988 | 3.9981 | 30 | 304.827 | 48.7723 | 365.9678 | 162.638 | 15.9803 | 49.7566
PA | INSIG | INDUSTRIAL | EDGE RUBBER | PA0083917 | 001 | 1 | 0% | 0.060041 | 0.060041 | 0 | 0 | 0 | 0 | 0 | 0 | 0 | 0 | 0 | 0 | 0 | 15.0308 | 0 | 0 | 2748.5136 | 0 | 0 | 1582.0089
PA | INSIG | INDUSTRIAL | ELIZABETHTOWN AREA WATER AUTH | PA0082741 | 001 | 1 | 0% | 1.0005 | 1.0005 | 0.24932 | 0.5485 | 0 | 763.476 | 1679.6472 | 0 | 519.2731 | 808.4487 | 0 | 0.21756 | 0.5503 | 24.0033 | 662.9466 | 1676.8937 | 73143.504 | 450.8987 | 807.1233 | 21718.223 | 0.21756 | 0.93339 | 29.9836 | 662.9466 | 2844.2625 | 91366.8 | 450.8987 | 1369.0019 | 27129.1971
PA | INSIG | INDUSTRIAL | ELIZABETHTOWN AREA WATER AUTH | PA0087483 | 001 | 1 | 0% | 1.5008 | 1.5008 | 0.24932 | 0.5485 | 0 | 1145.214 | 2519.4708 | 0 | 550.434 | 532.7337 | 0 | 0.21756 | 0.5503 | 24.0033 | 994.4199 | 2515.3405 | 109715.256 | 477.9565 | 531.8603 | 6280.0832 | 0.21756 | 0.93339 | 29.9836 | 994.4199 | 4266.3938 | 137050.2 | 477.9565 | 902.1147 | 7844.7309
PA | INSIG | INDUSTRIAL | ELK CREEK FISHERIES | PA0208752 | 001 | 1 | 0% | 4.011 | 4.011 | 0 | 0 | 19.9454 | 0 | 0 | 244312.32 | 0 | 0 | 62604.389 | 0 | 0 | 20 | 0 | 0 | 244312.32 | 0 | 0 | 62604.389
PA | INSIG | INDUSTRIAL | EMBASSY POWDERED METALS INC | PA0228150 | 001 | 1 | 0% | 0.011986 | 0.011986 | 1.4217 | 0.035924 | 0.99727 | 46.1489 | 1.1661 | 32.3714 | 18.4434 | 0.32124 | 5.4558 | 1.0983 | 0.031893 | 19.7448 | 40.0918 | 1.1642 | 720.7557 | 16.0227 | 0.32072 | 121.4751 | 1.0983 | 0.054826 | 32.2882 | 40.0918 | 2.0013 | 1178.6317 | 16.0227 | 0.55133 | 198.6448
PA | INSIG | INDUSTRIAL | EMPORIUM SPECIALTIES CO INC | PA0111830 | 001 | 1 | 0% | 0.0041022 | 0.0041022 | 229.1622 | 0.42883 | 29.918 | 2877.2021 | 5.384 | 375.6302 | 1656.6508 | 0.8621 | 18.3441 | 200.0656 | 0.43024 | 29.9836 | 2499.5474 | 5.3752 | 374.6039 | 1439.2027 | 0.86069 | 18.294 | 200.0656 | 0.72974 | 29.9836 | 2499.5474 | 9.1172 | 374.6039 | 1439.2027 | 1.4599 | 18.294
PA | INSIG | INDUSTRIAL | EPHRATA AREA JT AUTH | PA0247596 | 001 | 1 | 0% | 0.15609 | 0.15609 | 0.24932 | 0.5485 | 0 | 119.1023 | 262.025 | 0 | 74.9069 | 146.2077 | 0 | 0.21756 | 0.5503 | 24.0033 | 103.4197 | 261.5954 | 11410.3866 | 65.0436 | 145.968 | 4413.2041 | 0.21756 | 0.93339 | 29.9836 | 103.4197 | 443.705 | 14253.2208 | 65.0436 | 247.5835 | 5512.7293
PA | INSIG | INDUSTRIAL | EUREKA RESOURCES LLC | PA0232351 | 001 | 1 | 0% | 0.16815 | 0.16815 | 0 | 0 | 61.1325 | 0 | 0 | 31450.325 | 0 | 0 | 5898.0746 | 0 | 0 | 61.4119 | 0 | 0 | 31450.325 | 0 | 0 | 5898.0746
PA | INSIG | INDUSTRIAL | EVITTS CREEK WATER CO | PA0110744 | 001 | 1 | 0% | 0.42994 | 0.42994 | 1.2759 | 0.020933 | 29.918 | 1678.8908 | 27.5443 | 39367.8765 | 720.6769 | 10.8619 | 15653.3024 | 1.1139 | 0.021001 | 29.9836 | 1458.525 | 27.4991 | 39260.314 | 626.0831 | 10.8441 | 15610.5339 | 1.1139 | 0.035639 | 29.9836 | 1458.525 | 46.665 | 39260.314 | 626.0831 | 18.402 | 15610.5339
PA | INSIG | INDUSTRIAL | EXELON GENERATION CO - MUDDY RUN | PA0009741 | 001 | 1 | 0% | 6.3925 | 6.3925 | 0.035801 | 0.0057281 | 29.918 | 526.4384 | 84.2301 | 439936.2485 | 445.0683 | 47.7503 | 198396.1841 | 4.5445 | 0.49669 | 5.1783 | 88476.1996 | 9669.9386 | 100816.4403 | 74800.6958 | 5481.9167 | 45464.7625 | 6.5823 | 1.4014 | 12.4218 | 128150.4043 | 27283.7853 | 241838.7829 | 108342.5763 | 15467.2584 | 109061.0102
PA | INSIG | INDUSTRIAL | EXELON GENERATION CO LLC - PEACH BOTTOM (OUTFALL 0 | PA0009733 | 001 | 1 | 0% | 1835.6045 | 1835.6045 | 0.0015115 | 5.0283e-05 | 0 | 10614.3769 | 353.1059 | 0 | 8973.7442 | 200.1768 | 0 | 0.0013956 | 6.3059e-05 | 1.0072 | 7801.8314 | 352.527 | 5630935.3811 | 6595.9255 | 199.8486 | 2539359.0469 | 0.0013956 | 9.6324e-05 | 37.4595 | 7801.8314 | 538.4965 | 209415081.1368 | 6595.9255 | 305.2752 | 94439030.9689
PA | INSIG | INDUSTRIAL | F L SMIDTH INC | PA0010227 | 001 | 1 | 0% | 0.12007 | 0.12007 | 0.22541 | 0.067623 | 0 | 82.8319 | 24.8496 | 0 | 67.8681 | 11.8611 | 0 | 0.19667 | 0.067845 | 24.0033 | 71.9164 | 24.8088 | 8777.2205 | 58.9245 | 11.8417 | 2811.139 | 0.19667 | 0.1154 | 29.9836 | 71.9164 | 42.1985 | 10964.016 | 58.9245 | 20.142 | 3511.5186
PA | INSIG | INDUSTRIAL | FIRE CHIEFS & FIRE FIGHTERS AS | PA0088111 | 001 | 1 | 0% | 0.0040055 | 0.0040055 | 16.7541 | 8.9754 | 0 | 513.0559 | 274.8514 | 0 | 425.7242 | 135.4307 | 0 | 36.5359 | 22.5 | 24.9658 | 445.699 | 274.4759 | 304.556 | 369.8328 | 135.2457 | 92.1497 | 36.5359 | 38.172 | 112.3461 | 445.699 | 465.6575 | 1370.502 | 369.8328 | 229.4488 | 414.6735
PA | INSIG | INDUSTRIAL | FIRST QUALITY TISSUE LLC | PA0228818 | 001 | 1 | 0% | 3.6505 | 3.6505 | 2.6773 | 0.92976 | 52.8552 | 37385.4457 | 12983.0651 | 738067.5187 | 28820.5996 | 5545.8246 | 199167.7887 | 2.7322 | 0.46852 | 32.4613 | 30376.2135 | 5208.879 | 360898.86 | 23417.1526 | 2225.0161 | 97388.6888 | 2.7322 | 0.46852 | 32.4613 | 30376.2135 | 5208.879 | 360898.86 | 23417.1526 | 2225.0161 | 97388.6888
PA | INSIG | INDUSTRIAL | FLYING J INC - AMERICAN FLYING J LLC | PA0065072 | 001 | 1 | 0% | 0.010206 | 0.010206 | 5.4752 | 2.9331 | 0 | 171.0186 | 91.6171 | 0 | 46.0779 | 34.4453 | 0 | 4.7803 | 2.9428 | 24.0033 | 148.5796 | 91.4669 | 746.0637 | 40.0321 | 34.3889 | 131.3005 | 4.7803 | 4.9931 | 29.3957 | 148.5796 | 155.1933 | 913.668 | 40.0321 | 58.3481 | 160.7974
PA | INSIG | INDUSTRIAL | FRANKLIN CO GENERAL AUTH - CUM | PA0246760 | 001 | 1 | 0% | 0.14008 | 0.14008 | 0.24932 | 0.5485 | 29.918 | 106.8866 | 235.1506 | 12826.3968 | 106.6743 | 172.7964 | 7382.7081 | 0.21756 | 0.5503 | 29.9836 | 92.8125 | 234.7651 | 12791.352 | 92.6282 | 172.5131 | 7362.5367 | 0.21756 | 0.93339 | 29.9836 | 92.8125 | 398.1968 | 12791.352 | 92.6282 | 292.608 | 7362.5367
PA | INSIG | INDUSTRIAL | GENERAL CABLE INDUSTRIES INC/A | PA0086533 | 001 | 1 | 0% | 0.032011 | 0.032011 | 1.1682 | 0.029519 | 0 | 71.5486 | 1.8079 | 0 | 46.4329 | 0.96029 | 0 | 0.63757 | 0.018514 | 18.7436 | 62.1579 | 1.8049 | 1827.336 | 40.3386 | 0.95872 | 173.4384 | 0.63757 | 0.031827 | 18.7436 | 62.1579 | 3.1028 | 1827.336 | 40.3386 | 1.6481 | 173.4384
PA | INSIG | INDUSTRIAL | GENERAL DYNAMICS OTS | PA0013650 | 001 | 1 | 0% | 0.010005 | 0.010005 | 1.1788 | 0.032745 | 29.918 | 36.0986 | 1.0027 | 916.1712 | 18.8633 | 0.50977 | 210.3383 | 1.0199 | 0.032204 | 29.9836 | 31.0789 | 0.98134 | 913.668 | 16.2402 | 0.49889 | 209.7636 | 1.0199 | 0.050912 | 29.9836 | 31.0789 | 1.5514 | 913.668 | 16.2402 | 0.78871 | 209.7636
PA | INSIG | INDUSTRIAL | GENERAL DYNAMICS OTS (PA) INC (GW CLEANUP) | PA0043672 | 001 | 1 | 0% | 0.010005 | 0.010005 | 1.1682 | 0.029519 | 0 | 35.7743 | 0.90396 | 0 | 23.6103 | 0.34904 | 0 | 1.0199 | 0.029616 | 24.0033 | 31.0789 | 0.90247 | 731.435 | 20.5115 | 0.34847 | 241.7883 | 1.0199 | 0.050912 | 29.9836 | 31.0789 | 1.5514 | 913.668 | 20.5115 | 0.59904 | 302.0285
PA | INSIG | INDUSTRIAL | GETTYSBURG MUN AUTH - STREAM W | PA0088056 | 001 | 1 | 0% | 1.3009 | 1.3009 | 0 | 0 | 0 | 0 | 0 | 0 | 0 | 0 | 0 | 0 | 0 | 15.0308 | 0 | 0 | 59551.128 | 0 | 0 | 29565.3744
PA | INSIG | INDUSTRIAL | GETTYSBURG WATER PLANT | PA0081850 | 001 | 1 | 0% | 0.095118 | 0.095118 | 0.070059 | 0.03503 | 29.918 | 46.126 | 23.063 | 19697.6808 | 35.392 | 16.4397 | 9779.3161 | 0.13827 | 0.079483 | 4.731 | 40.0552 | 23.0252 | 1370.502 | 30.7339 | 16.4127 | 680.4137 | 0.13827 | 0.13496 | 4.731 | 40.0552 | 39.0957 | 1370.502 | 30.7339 | 27.868 | 680.4137
PA | INSIG | INDUSTRIAL | GIFFORD PINCHOT ST PK WS | PA0085219 | 001 | 1 | 0% | 0.010005 | 0.010005 | 15.9468 | 7.9898 | 29.918 | 488.3342 | 244.6685 | 916.1712 | 325.6641 | 45.2515 | 50.788 | 13.9237 | 8.0161 | 30.0164 | 424.2858 | 244.2674 | 914.6693 | 282.951 | 45.1773 | 50.7048 | 13.9237 | 13.6038 | 479.7371 | 424.2858 | 414.5383 | 14618.688 | 282.951 | 76.6689 | 810.3881
PA | INSIG | INDUSTRIAL | GILBERTON POWER CO. | PA0061697 | 001 | 1 | 0% | 0.3642 | 0.3642 | 0.24932 | 0.0024932 | 0 | 277.9053 | 2.7791 | 0 | 220.5658 | 1.2761 | 0 | 0.21756 | 0.0025014 | 24.0033 | 241.3126 | 2.7745 | 26624.2355 | 191.5231 | 1.274 | 7991.6519 | 0.21756 | 0.0050912 | 29.9836 | 241.3126 | 5.6472 | 33257.5152 | 191.5231 | 2.5931 | 9982.7274
PA | INSIG | INDUSTRIAL | GKN SINTER METALS - PLANT 1 | PA0010651 | 001 | 1 | 0% | 0.020011 | 0.020011 | 1.1682 | 0.029519 | 0 | 71.5486 | 1.8079 | 0 | 25.7481 | 0.36507 | 0 | 1.0199 | 0.029616 | 24.0033 | 62.1579 | 1.8049 | 1462.8701 | 22.3687 | 0.36447 | 204.6204 | 1.0199 | 0.050912 | 29.9836 | 62.1579 | 3.1028 | 1827.336 | 22.3687 | 0.62655 | 255.6004
PA | INSIG | INDUSTRIAL | GKN SINTER METALS INC | PA0209449 | 001 | 1 | 0% | 0.033018 | 0.033018 | 6.2828 | 0.29918 | 0 | 634.9066 | 30.2336 | 0 | 250.1992 | 8.3289 | 0 | 5.4851 | 0.30016 | 24.0033 | 551.5689 | 30.1841 | 2413.7356 | 217.3581 | 8.3152 | 406.8073 | 5.4851 | 0.50912 | 29.9836 | 551.5689 | 51.1967 | 3015.1044 | 217.3581 | 14.1039 | 508.1611
PA | INSIG | INDUSTRIAL | GRAYMONT (PA) INC | PA0008222 | 001 | 1 | 0% | 0.60033 | 0.60033 | 1.9 | 0.41 | 0 | 3490.9888 | 753.3186 | 0 | 2232.775 | 255.1181 | 0 | 1.6543 | 0.41112 | 24.0033 | 3024.6276 | 751.672 | 43886.1024 | 1934.4985 | 254.5604 | 3662.6608 | 1.6543 | 0.6958 | 29.9836 | 3024.6276 | 1272.1611 | 54820.08 | 1934.4985 | 430.8287 | 4575.1923
PA | INSIG | INDUSTRIAL | GREATER LEBANON REFUSE AUTH | PA0080322 | 001 | 1 | 0% | 0.14408 | 0.14408 | 3.3093 | 0.58811 | 29.918 | 1459.3105 | 259.3353 | 13192.8653 | 1008.3532 | 96.5839 | 1936.2254 | 2.8892 | 0.59004 | 29.9836 | 1267.7661 | 258.9102 | 13156.8192 | 875.9999 | 96.4256 | 1930.9352 | 2.8892 | 1.0013 | 29.9836 | 1267.7661 | 439.361 | 13156.8192 | 875.9999 | 163.6307 | 1930.9352
PA | INSIG | INDUSTRIAL | GULF OIL LIMITED PARTNERSHIP | PA0064335 | 001 | 1 | 0% | 0.0020011 | 0.0020011 | 5.5847 | 2.9918 | 0 | 34.2037 | 18.3234 | 0 | 16.9854 | 9.1622 | 0 | 4.8759 | 3.0016 | 24.0033 | 29.7159 | 18.2934 | 146.287 | 14.7567 | 9.1471 | 33.8585 | 4.8759 | 5.0929 | 29.9836 | 29.7159 | 31.0387 | 182.7336 | 14.7567 | 15.5201 | 42.2941
PA | INSIG | INDUSTRIAL | H H KNOEBEL & SONS INC | PA0111431 | 001 | 1 | 0% | 0.12057 | 0.12057 | 0.049656 | 0.10924 | 0 | 18.3234 | 40.3115 | 0 | 13.4255 | 11.5469 | 0 | 0.043337 | 0.1096 | 5.9967 | 15.9131 | 40.2454 | 2201.9399 | 11.6595 | 11.528 | 442.5705 | 0.043337 | 0.186 | 5.9967 | 15.9131 | 68.2975 | 2201.9399 | 11.6595 | 19.5633 | 442.5705
PA | INSIG | INDUSTRIAL | HAIN PURE PROTEIN CORP | PA0008010 | 001 | 1 | 0% | 0.15008 | 0.15008 | 25.5411 | 0.24013 | 19.9454 | 11732.0548 | 110.3014 | 9161.712 | 8040.6905 | 51.5101 | 2451.8877 | 25.6251 | 0.24092 | 22.0153 | 11712.8219 | 110.1205 | 10062.864 | 8027.509 | 51.4256 | 2693.057
PA | INSIG | INDUSTRIAL | HANOVER FOODS CORP | PA0010430 | 001 | 1 | 0% | 0.22512 | 0.22512 | 10.231 | 2.656 | 64.8224 | 7049.2603 | 1830 | 44663.346 | 4992.171 | 697.6762 | 11444.8649 | 5.1892 | 3.0903 | 29.9836 | 3557.8355 | 2118.8213 | 20557.53 | 2519.601 | 807.7875 | 5267.813 | 5.1892 | 5.7259 | 29.9836 | 3557.8355 | 3925.858 | 20557.53 | 2519.601 | 1496.7091 | 5267.813
PA | INSIG | INDUSTRIAL | HARLEY-DAVIDSON (OUTFALL 003, GW CLEANUP) | PA0085677 | 001 | 1 | 0% | 0.57639 | 0.57639 | 0 | 0 | 0 | 0 | 0 | 0 | 0 | 0 | 0 | 0 | 0 | 15.0308 | 0 | 0 | 26385.7306 | 0 | 0 | 7983.5435
PA | INSIG | INDUSTRIAL | HARLEY-DAVIDSON (OUTFALLS 002, 004 & 006, NCCW) | PA0007765 | 001 | 1 | 0% | 0.17193 | 0.17193 | 46.5136 | 2.5168 | 0 | 2464.7342 | 133.3644 | 0 | 2074.478 | 65.7142 | 0 | 4.6993 | 0.25428 | 29.4208 | 2460.6937 | 133.1458 | 15405.4918 | 2071.0772 | 65.6065 | 4661.2473
PA | INSIG | INDUSTRIAL | HERSHEY ENTERTAINMENT AND RESORT CO | PA0087076 | 001 | 1 | 0% | 0.021312 | 0.021312 | 9.9727 | 2.6926 | 0 | 650.4816 | 175.63 | 0 | 491.0804 | 82.8121 | 0 | 8.7066 | 2.7015 | 24.0033 | 565.1129 | 175.3421 | 1557.9566 | 426.6314 | 82.6763 | 393.4235 | 8.7066 | 4.5838 | 29.9836 | 565.1129 | 297.5166 | 1946.1128 | 426.6314 | 140.2833 | 491.4427
PA | INSIG | INDUSTRIAL | HERSHEY FOODS CORP (OUTFALLS 001-005, 007, 009 & 0 | PA0008087 | 001 | 1 | 0% | 5.2429 | 5.2429 | 0.72764 | 0.52148 | 0 | 11675.9014 | 8367.863 | 0 | 8600.2982 | 3945.5669 | 0 | 0.63528 | 0.5232 | 0.79917 | 10143.746 | 8354.1452 | 12760.8 | 7471.7349 | 3939.0988 | 3222.4248 | 0.63528 | 0.88783 | 8.1825 | 10143.746 | 14176.3733 | 130654.524 | 7471.7349 | 6684.3624 | 32993.5726
PA | INSIG | INDUSTRIAL | HOEGANAES CORP | PA0035777 | 001 | 1 | 0% | 0.018016 | 0.018016 | 0.80268 | 0.11979 | 0 | 70.0535 | 10.4546 | 0 | 53.2084 | 4.8237 | 0 | 1.109 | 0.19023 | 18.3174 | 60.8479 | 10.4375 | 1005.0348 | 46.2164 | 4.8158 | 274.9874 | 1.109 | 0.32244 | 18.3174 | 60.8479 | 17.6913 | 1005.0348 | 46.2164 | 8.1627 | 274.9874
PA | INSIG | INDUSTRIAL | HPG INTERNATIONAL INC | PA0008907 | 001 | 1 | 0% | 0.014008 | 0.014008 | 16.6544 | 0 | 0 | 714.0028 | 0 | 0 | 404.2903 | 0 | 0 | 14.5398 | 0 | 24.0033 | 620.2847 | 0 | 1024.0091 | 351.2242 | 0 | 196.1559 | 14.5398 | 0 | 29.9836 | 620.2847 | 0 | 1279.1352 | 351.2242 | 0 | 245.0271
PA | INSIG | INDUSTRIAL | HUMMEL STA LLC | PA0232602 | 001 | 1 | 0% | 0.99271 | 0.99271 | 0 | 0 | 0 | 0 | 0 | 0 | 0 | 0 | 0 | 0 | 0 | 0 | 0 | 0 | 0 | 0 | 0 | 0
PA | INSIG | INDUSTRIAL | I99 ERPA LEACHATE TRNT FAC | PA0234010 | 001 | 1 | 0% | 0.0045041 | 0.0045041 | 0 | 0 | 26.9262 | 0 | 0 | 371.0493 | 0 | 0 | 22.4983 | 0 | 0 | 27.0493 | 0 | 0 | 371.0493 | 0 | 0 | 22.4983
PA | INSIG | INDUSTRIAL | I-99 J2 ARD TREATMENT FACILITY | PA0232432 | 001 | 1 | 0% | 0.04011 | 0.04011 | 0 | 0 | 0 | 0 | 0 | 0 | 0 | 0 | 0 | 0 | 0 | 0 | 0 | 0 | 0 | 0 | 0 | 0
PA | INSIG | INDUSTRIAL | IESI PA BLUE RIDGE LANDFILL | PA0086762 | 001 | 1 | 0% | 0.10005 | 0.10005 | 5.5847 | 2.9918 | 0 | 1710.1862 | 916.1712 | 0 | 1608.9363 | 673.2326 | 0 | 4.8759 | 3.0016 | 24.0033 | 1485.7959 | 914.6693 | 7314.3504 | 1397.8308 | 672.1289 | 4210.0455 | 4.8759 | 5.0929 | 29.9836 | 1485.7959 | 1551.9331 | 9136.68 | 1397.8308 | 1140.4112 | 5258.9548
PA | INSIG | INDUSTRIAL | INDIANA CO MUN SERVICES AUTH - | PA0095231 | 001 | 1 | 0% | 0.00080044 | 0.00080044 | 0.24932 | 0.5485 | 0 | 0.61078 | 1.3437 | 0 | 0.28077 | 0.25962 | 0 | 0.21756 | 0.5503 | 24.0033 | 0.53036 | 1.3415 | 58.5148 | 0.2438 | 0.25919 | 3.4374 | 0.21756 | 0.93339 | 29.9836 | 0.53036 | 2.2754 | 73.0934 | 0.2438 | 0.43963 | 4.2938
PA | INSIG | INDUSTRIAL | INDIANA CO MUN SRVCS AUTH - CH | PA0097462 | 001 | 1 | 0% | 0.0025816 | 0.0025816 | 0.074795 | 0.16455 | 29.918 | 0.68713 | 1.5117 | 274.8514 | 0.3781 | 0.35308 | 24.7242 | 0.075885 | 0.19195 | 10.4585 | 0.59665 | 1.5092 | 82.2301 | 0.32832 | 0.35251 | 7.397 | 0.075885 | 0.32557 | 10.4585 | 0.59665 | 2.5598 | 82.2301 | 0.32832 | 0.5979 | 7.397
PA | INSIG | INDUSTRIAL | ISG STEELTON LLC | PA0008303 | 001 | 1 | 0% | 18.0924 | 18.0924 | 0.00068098 | 2.8978e-05 | 29.918 | 47.1288 | 2.0055 | 2070546.912 | 37.7317 | 1.0109 | 548716.5226 | 0.00085535 | 0 | 37.4743 | 47.131 | 0 | 2064889.68 | 37.7335 | 0 | 547217.2971 | 0.0010876 | 0 | 37.4743 | 59.9304 | 0 | 2064889.68 | 47.9808 | 0 | 547217.2971
PA | INSIG | INDUSTRIAL | JAY TWP WATER AUTH WTP | PA0263877 | 001 | 1 | 0% | 0.016709 | 0.016709 | 1 | 0.5098 | 29.918 | 51.1397 | 26.0712 | 1530.0059 | 31.8006 | 6.2474 | 212.3061 | 0.87284 | 0.51148 | 29.9836 | 44.4177 | 26.0285 | 1525.8256 | 27.6206 | 6.2371 | 211.726 | 0.87284 | 0.86721 | 29.9836 | 44.4177 | 44.1311 | 1525.8256 | 27.6206 | 10.575 | 211.726
PA | INSIG | INDUSTRIAL | JERSEY SHORE AREA JNT WAT AUTH | PA0014567 | 001 | 1 | 0% | 0.015008 | 0.015008 | 0.24932 | 0.5485 | 29.918 | 11.4521 | 25.1947 | 1374.2568 | 9.1383 | 9.9455 | 325.1544 | 0.21756 | 0.5503 | 29.9836 | 9.9442 | 25.1534 | 1370.502 | 7.935 | 9.9292 | 324.266 | 0.21756 | 0.93339 | 29.9836 | 9.9442 | 42.6639 | 1370.502 | 7.935 | 16.8414 | 324.266
PA | INSIG | INDUSTRIAL | JERSEY SHORE AREA JT WAT AUTH | PA0014575 | 001 | 1 | 0% | 0.050027 | 0.050027 | 0.24932 | 0.5485 | 29.918 | 38.1738 | 83.9824 | 4580.856 | 28.7183 | 27.6575 | 1111.8807 | 0.21756 | 0.5503 | 29.9836 | 33.1473 | 83.8447 | 4568.34 | 24.9369 | 27.6122 | 1108.8427 | 0.21756 | 0.93339 | 29.9836 | 33.1473 | 142.2131 | 4568.34 | 24.9369 | 46.8343 | 1108.8427
PA | INSIG | INDUSTRIAL | JERSEY SHORE STEEL CO | PA0009725 | 001 | 1 | 0% | 0.20011 | 0.20011 | 0.99679 | 0.013955 | 26.9262 | 610.488 | 8.5468 | 16491.0816 | 480.8455 | 3.2926 | 3331.8336 | 0.87023 | 0.014001 | 28.8154 | 530.3573 | 8.5328 | 17561.4499 | 417.7312 | 3.2872 | 3548.0892 | 0.87023 | 0.023759 | 29.9836 | 530.3573 | 14.4799 | 18273.36 | 417.7312 | 5.5783 | 3691.9225
PA | INSIG | INDUSTRIAL | JOHN F MARTIN & SONS INC | PA0088722 | 001 | 1 | 0% | 0.090049 | 0.090049 | 48.6433 | 0.99679 | 0 | 13406.3165 | 274.7196 | 0 | 6999.7466 | 122.3607 | 0 | 42.4672 | 1.0001 | 24.0033 | 11646.646 | 274.2692 | 6582.9154 | 6080.9821 | 122.1601 | 1541.8787 | 42.4672 | 1.6971 | 29.9836 | 11646.646 | 465.4248 | 8223.012 | 6080.9821 | 207.3012 | 1926.0292
PA | INSIG | INDUSTRIAL | JW ALUMINUM CO | PA0114677 | 001 | 1 | 0% | 0.16456 | 0.16456 | 0 | 0 | 29.918 | 0 | 0 | 8612.0093 | 0 | 0 | 2470.4331 | 0 | 0 | 25.7746 | 0 | 0 | 12918.0139 | 0 | 0 | 3705.6497
PA | INSIG | INDUSTRIAL | KALAS MANUFACTURING INC - PLAN | PA0086690 | 001 | 1 | 0% | 0.039021 | 0.039021 | 25.9788 | 0 | 18.9481 | 3102.6138 | 0 | 2262.9429 | 1821.4989 | 0 | 849.1691 | 22.6799 | 0 | 25.6128 | 2695.3235 | 0 | 3043.8762 | 1582.3847 | 0 | 1142.2142 | 22.6799 | 0 | 29.9836 | 2695.3235 | 0 | 3563.3052 | 1582.3847 | 0 | 1337.1299
PA | INSIG | INDUSTRIAL | KEY PLASTICS LLC | PA0247359 | 001 | 1 | 0% | 0.0010366 | 0.0010366 | 5.3442 | 2.863 | 0 | 17.1019 | 9.1617 | 0 | 8.8006 | 0.75601 | 0 | 4.7064 | 2.8973 | 23.9505 | 14.858 | 9.1467 | 75.6104 | 7.6459 | 0.75477 | 1.3101 | 4.7064 | 4.9159 | 28.9415 | 14.858 | 15.5193 | 91.3668 | 7.6459 | 1.2806 | 1.5831
PA | INSIG | INDUSTRIAL | KEYSTONE POTATO PROD LLC | PA0064351 | 001 | 1 | 0% | 0.12007 | 0.12007 | 7.2006 | 0.66848 | 227.1953 | 2646.0132 | 245.6484 | 83488.023 | 1215.3257 | 98.9574 | 21541.3828 | 6.2865 | 0.67068 | 29.9836 | 2298.7806 | 245.2457 | 10964.016 | 1055.8402 | 98.7952 | 2828.9096 | 6.2865 | 1.1387 | 29.9836 | 2298.7806 | 416.4 | 10964.016 | 1055.8402 | 167.7433 | 2828.9096
PA | INSIG | INDUSTRIAL | KINSLEY CONCRETE | PA0246565 | 001 | 1 | 0% | 0.54148 | 0.54148 | 0 | 0 | 49.8634 | 0 | 0 | 82455.408 | 0 | 0 | 24948.5735 | 0 | 0 | 50 | 0 | 0 | 82455.408 | 0 | 0 | 24948.5735
PA | INSIG | INDUSTRIAL | KWIK FILL S038 | PA0261751 | 001 | 1 | 0% | 0.025023 | 0.025023 | 0 | 0 | 29.918 | 0 | 0 | 2290.428 | 0 | 0 | 672.2309 | 0 | 0 | 30.0547 | 0 | 0 | 2290.428 | 0 | 0 | 672.2309
PA | INSIG | INDUSTRIAL | L-3 COMMUNICATIONS ELECTRON DE | PA0008796 | 001 | 1 | 0% | 0.0030016 | 0.0030016 | 7.2801 | 0.36899 | 29.918 | 66.8805 | 3.3898 | 274.8514 | 54.7513 | 1.6999 | 74.4385 | 6.3562 | 0.3702 | 29.9836 | 58.1059 | 3.3843 | 274.1004 | 47.5681 | 1.6972 | 74.2351 | 6.3562 | 0.62792 | 29.9836 | 58.1059 | 5.7402 | 274.1004 | 47.5681 | 2.8786 | 74.2351
PA | INSIG | INDUSTRIAL | LANCASTER CITY - CONESTOGA WTP | PA0247197 | 001 | 1 | 0% | 1.1106 | 1.1106 | 0.24932 | 0.5485 | 0 | 847.4584 | 1864.4084 | 0 | 562.6188 | 1138.4897 | 0 | 0.21756 | 0.5503 | 24.0033 | 735.8707 | 1861.352 | 81189.2894 | 488.5369 | 1136.6234 | 35314.8981 | 0.21756 | 0.93339 | 29.9836 | 735.8707 | 3157.1314 | 101417.148 | 488.5369 | 1927.8833 | 44113.408
PA | INSIG | INDUSTRIAL | LANCASTER CITY - SUSQUEHANNA W | PA0247201 | 001 | 1 | 0% | 2.1812 | 2.1812 | 0.24932 | 0.5485 | 29.918 | 1664.3777 | 3661.6309 | 199725.3216 | 1388.1529 | 1811.3376 | 67327.9341 | 0.21756 | 0.5503 | 29.9836 | 1445.2236 | 3655.6282 | 199179.624 | 1205.3702 | 1808.3681 | 67143.978 | 0.21756 | 0.93339 | 29.9836 | 1445.2236 | 6200.4923 | 199179.624 | 1205.3702 | 3067.2629 | 67143.978
PA | INSIG | INDUSTRIAL | LANCASTER CO SOLID WASTE MGMT AUTH | PA0043486 | 001 | 1 | 0% | 0.28816 | 0.28816 | 15.6396 | 0.21032 | 26.9262 | 13793.1217 | 185.4907 | 23747.1575 | 11713.5417 | 91.7586 | 8005.2296 | 13.6539 | 0.21101 | 28.8154 | 11982.6803 | 185.1866 | 25288.4879 | 10176.0594 | 91.6082 | 8524.8161 | 13.6539 | 0.35808 | 29.9836 | 11982.6803 | 314.2548 | 26313.6384 | 10176.0594 | 155.4557 | 8870.3971
PA | INSIG | INDUSTRIAL | LAND O LAKES INC | PA0044911 | 001 | 1 | 0% | 1.099 | 1.099 | 27.9101 | 0.98882 | 9.9727 | 69229.3392 | 2452.7014 | 24736.6224 | 46491.1118 | 1001.0685 | 6147.0004 | 17.968 | 0.73276 | 14.7179 | 60142.516 | 2452.6915 | 49263.9439 | 40388.8361 | 1001.0645 | 12241.99 | 17.968 | 1.2514 | 22.1101 | 60142.516 | 4188.823 | 74007.108 | 40388.8361 | 1709.6655 | 18390.6161
PA | INSIG | INDUSTRIAL | LEBANON CITY AUTH/LEBANON WATE | PA0084166 | 001 | 1 | 0% | 0.33491 | 0.33491 | 0.074181 | 0.1632 | 0 | 129.0274 | 283.8604 | 0 | 95.5236 | 131.6491 | 0 | 0.10983 | 0.27784 | 16.0341 | 112.0221 | 283.395 | 16354.6572 | 82.9339 | 131.4333 | 3891.1257 | 0.10983 | 0.47192 | 16.0341 | 112.0221 | 481.3526 | 16354.6572 | 82.9339 | 223.2424 | 3891.1257
PA | INSIG | INDUSTRIAL | LEBANON SEABOARD CORP | PA0261505 | 001 | 1 | 0% | 0.00072099 | 0.00072099 | 24.9197 | 3.9872 | 0 | 54.9439 | 8.791 | 0 | 41.5724 | 4.2531 | 0 | 24.988 | 3.9981 | 14.9795 | 54.8689 | 8.779 | 32.892 | 41.5156 | 4.2473 | 9.3373
PA | INSIG | INDUSTRIAL | LEHIGH CEMENT CO | PA0010375 | 001 | 1 | 0% | 0.020011 | 0.020011 | 5.7699 | 0 | 0 | 353.3805 | 0 | 0 | 284.5983 | 0 | 0 | 5.0378 | 0 | 24.0033 | 307.0238 | 0 | 1462.8701 | 247.2645 | 0 | 489.6455 | 5.0378 | 0 | 29.9836 | 307.0238 | 0 | 1827.336 | 247.2645 | 0 | 611.6379
PA | INSIG | INDUSTRIAL | LEIDY COMPRESSOR STATION | PA0008737 | 001 | 1 | 0% | 0.49027 | 0.49027 | 5.5847 | 2.9918 | 29.918 | 8379.9126 | 4489.2389 | 44892.3888 | 5368.6545 | 1473.6915 | 6435.2851 | 4.8759 | 3.0016 | 29.9836 | 7280.4001 | 4481.8795 | 44769.732 | 4664.2434 | 1471.2757 | 6417.7024 | 4.8759 | 5.0929 | 29.9836 | 7280.4001 | 7604.472 | 44769.732 | 4664.2434 | 2496.3354 | 6417.7024
PA | INSIG | INDUSTRIAL | LETTERKENNY ARMY DEPOT | PA0010502 | 001 | 1 | 0% | 0.29016 | 0.29016 | 1.3313 | 0.17344 | 0 | 1182.2301 | 154.0261 | 0 | 654.3522 | 59.9128 | 0 | 1.1626 | 0.17401 | 24.0033 | 1027.4081 | 153.7736 | 21211.6162 | 568.6598 | 59.8146 | 4119.2409 | 1.1626 | 0.29529 | 29.9836 | 1027.4081 | 260.9482 | 26496.372 | 568.6598 | 101.5031 | 5145.5268
PA | INSIG | INDUSTRIAL | LETTERKENNY ARMY DEPOT | PA0087378 | 001 | 1 | 0% | 0.28019 | 0.28019 | 0 | 0 | 0 | 0 | 0 | 0 | 0 | 0 | 0 | 0 | 0 | 15.0308 | 0 | 0 | 12826.3968 | 0 | 0 | 2490.853
PA | INSIG | INDUSTRIAL | LEWISTOWN BORO MUN AUTH - LAUR | PA0082481 | 001 | 1 | 0% | 0.14008 | 0.14008 | 0.24932 | 0.5485 | 29.918 | 106.8866 | 235.1506 | 12826.3968 | 81.4166 | 97.3141 | 3435.3759 | 0.21756 | 0.5503 | 29.9836 | 92.8125 | 234.7651 | 12791.352 | 70.6962 | 97.1546 | 3425.9896 | 0.21756 | 0.93339 | 29.9836 | 92.8125 | 398.1968 | 12791.352 | 70.6962 | 164.7888 | 3425.9896
PA | INSIG | INDUSTRIAL | LITTLE BRITAIN STORE INC | PA0248134 | 001 | 1.0783 | 7.829% |  | 0.017 | 4.8786 | 5.0957 | 30 | 252.5853 | 263.8286 | 1553.2356 | 221.8895 | 232.3203 | 892.1075 | 4.8786 | 5.0957 | 30 | 252.5853 | 263.8286 | 1553.2356 | 221.8895 | 232.3203 | 892.1075 | 4.8786 | 5.0957 | 30 | 252.5853 | 263.8286 | 1553.2356 | 221.8895 | 232.3203 | 892.1075
PA | INSIG | INDUSTRIAL | LUCAS TRUCKING CORP | PA0115215 | 001 | 1 | 0% | 0.0040839 | 0.0040839 | 3.1026 | 1.9391 | 0 | 68.4074 | 42.7547 | 0 | 55.1187 | 19.5895 | 0 | 4.7779 | 3.4318 | 14.6917 | 59.4265 | 42.6846 | 182.7336 | 47.8824 | 19.5574 | 52.0317 | 4.7779 | 5.8234 | 14.6917 | 59.4265 | 72.4304 | 182.7336 | 47.8824 | 33.1865 | 52.0317
PA | INSIG | INDUSTRIAL | LYCOMING ENGINES | PA0007455 | 001 | 1 | 0% | 1.666 | 1.666 | 0.015762 | 0.00070838 | 29.918 | 89.2438 | 4.011 | 169400.0549 | 68.5333 | 1.6618 | 48593.9448 | 0.01756 | 0.00078921 | 30.0182 | 89.0975 | 4.0044 | 152310.8587 | 68.421 | 1.6591 | 43691.7536
PA | INSIG | INDUSTRIAL | M H TECHNOLOGIES LLC | PA0008150 | 001 | 1 | 0% | 1.9832 | 1.9832 | 2.8309 | 0.017942 | 14.959 | 13003.3944 | 82.4159 | 68712.84 | 8433.146 | 33.638 | 17075.0012 | 2.8404 | 0.018003 | 14.9983 | 17156.3517 | 108.7374 | 90590.2094 | 11126.4809 | 44.3811 | 22511.4831 | 2.8728 | 0.035508 | 34.8524 | 17351.5932 | 214.4677 | 210509.1072 | 11253.1017 | 87.5349 | 52311.0857
PA | INSIG | INDUSTRIAL | MAHANOY TWP AUTH | PA0063258 | 001 | 1 | 0% | 0.074019 | 0.074019 | 2.8441 | 1.4221 | 29.918 | 304.8329 | 152.4164 | 3206.5992 | 232.7234 | 69.9889 | 962.5074 | 1.1751 | 0.67501 | 30.0222 | 264.9135 | 152.1666 | 6767.9018 | 202.2471 | 69.8742 | 2031.4843 | 1.1751 | 1.1447 | 40.53 | 264.9135 | 258.0522 | 9136.68 | 202.2471 | 118.4963 | 2742.5075
PA | INSIG | INDUSTRIAL | MANSFIELD BORO MUN AUTH | PA0113301 | 001 | 1 | 0% | 0.020011 | 0.020011 | 0.24932 | 0.5485 | 29.918 | 15.2695 | 33.5929 | 1832.3424 | 6.4696 | 14.6049 | 138.6656 | 0.21756 | 0.5503 | 29.9836 | 13.2589 | 33.5379 | 1827.336 | 5.6177 | 14.581 | 138.2867 | 0.21756 | 0.93339 | 29.9836 | 13.2589 | 56.8853 | 1827.336 | 5.6177 | 24.7315 | 138.2867
PA | INSIG | INDUSTRIAL | MARIETTA GRAVITY WATER CO | PA0087734 | 001 | 1 | 0% | 0.0025014 | 0.0025014 | 1.0478 | 0.52392 | 29.918 | 8.0219 | 4.011 | 229.0428 | 6.2691 | 1.2319 | 57.0332 | 0.91461 | 0.52564 | 29.9836 | 6.9676 | 4.0044 | 228.417 | 5.4452 | 1.2299 | 56.8774 | 0.91461 | 0.89266 | 29.9836 | 6.9676 | 6.8004 | 228.417 | 5.4452 | 2.0887 | 56.8774
PA | INSIG | INDUSTRIAL | MIFFLINTOWN MUN AUTH | PA0248070 | 001 | 1 | 0% | 0.085047 | 0.085047 | 0.12319 | 0.27102 | 29.918 | 32.066 | 70.5452 | 7787.4552 | 25.4519 | 28.2432 | 1983.6661 | 0.10791 | 0.27191 | 29.9836 | 27.9498 | 70.4295 | 7766.178 | 22.1848 | 28.1969 | 1978.2462 | 0.10791 | 0.46161 | 29.9836 | 27.9498 | 119.5625 | 7766.178 | 22.1848 | 47.8676 | 1978.2462
PA | INSIG | INDUSTRIAL | MILLERSBURG AREA AUTH | PA0085570 | 001 | 1 | 0% | 0.015008 | 0.015008 | 0.24932 | 0.5485 | 29.918 | 11.4521 | 25.1947 | 1374.2568 | 9.1954 | 11.4316 | 401.5849 | 0.21756 | 0.5503 | 29.9836 | 9.9442 | 25.1534 | 1370.502 | 7.9846 | 11.4129 | 400.4877 | 0.21756 | 0.93339 | 29.9836 | 9.9442 | 42.6639 | 1370.502 | 7.9846 | 19.3579 | 400.4877
PA | INSIG | INDUSTRIAL | MILTON HERSHEY SCHOOL | PA0009288 | 001 | 1 | 0% | 1.0005 | 1.0005 | 0.24919 | 0.0026196 | 0 | 763.0849 | 8.0219 | 0 | 539.9959 | 3.7824 | 0 | 0.21756 | 0.0026028 | 24.0033 | 662.9466 | 7.9313 | 73143.504 | 469.1331 | 3.7397 | 18470.5852 | 0.21756 | 0.0050912 | 29.9836 | 662.9466 | 15.5142 | 91366.8 | 469.1331 | 7.3151 | 23072.4284
PA | INSIG | INDUSTRIAL | MOUNT JOY WIRE CORP | PA0042781 | 001 | 1 | 0% | 0.23713 | 0.23713 | 0.2487 | 0.31399 | 0 | 180.4932 | 227.8799 | 0 | 125.9599 | 108.7708 | 0 | 0.21756 | 0.31502 | 24.0033 | 157.1183 | 227.5063 | 17335.0104 | 109.6474 | 108.5925 | 5551.9995 | 0.21756 | 0.53458 | 29.9836 | 157.1183 | 386.0699 | 21653.9316 | 109.6474 | 184.2775 | 6935.2492
PA | INSIG | INDUSTRIAL | MOUNT UNION MUN AUTH | PA0088757 | 001 | 1 | 0% | 0.060033 | 0.060033 | 3.8594 | 0.089754 | 29.918 | 709.1165 | 16.4911 | 5497.0272 | 481.8276 | 5.743 | 1286.4771 | 3.3695 | 0.090049 | 29.9836 | 616.063 | 16.464 | 5482.008 | 418.6 | 5.7336 | 1282.9621 | 3.3695 | 0.15274 | 29.9836 | 616.063 | 27.9255 | 5482.008 | 418.6 | 9.725 | 1282.9621
PA | INSIG | INDUSTRIAL | NESBITT WATER TREATMENT PLANT | PA0061336 | 001 | 1 | 0% | 0.5443 | 0.5443 | 0.9968 | 0.4984 | 29.918 | 1660.537 | 830.2685 | 49839.7133 | 825.2426 | 346.0882 | 13795.5896 | 0.87023 | 0.50004 | 29.9836 | 1442.5718 | 828.9074 | 49703.5392 | 716.9197 | 345.5209 | 13757.8968 | 0.87023 | 0.84854 | 29.9836 | 1442.5718 | 1406.6171 | 49703.5392 | 716.9197 | 586.3328 | 13757.8968
PA | INSIG | INDUSTRIAL | NEW ENTERPRISE STONE AND LIME CO INC | PA0027596 | 001 | 1 | 0% | 0.34519 | 0.34519 | 11.1694 | 6.9809 | 29.918 | 11800.2851 | 7375.1782 | 31607.9064 | 8407.9435 | 3917.402 | 3000.0092 | 9.7509 | 7.0038 | 29.9836 | 10251.0771 | 7363.0877 | 31521.546 | 7304.1012 | 3910.98 | 2991.8125 | 9.7509 | 11.8846 | 29.9836 | 10251.0771 | 12494.2506 | 31521.546 | 7304.1012 | 6636.4501 | 2991.8125
PA | INSIG | INDUSTRIAL | NEWPORT BORO WATER AUTH | PA0085375 | 001 | 1 | 0% | 0.096008 | 0.096008 | 2.4932 | 5.485 | 29.918 | 114.5214 | 251.9471 | 1374.2568 | 89.0505 | 93.9949 | 357.6021 | 0.34009 | 0.86024 | 30.0257 | 99.442 | 251.5341 | 8779.4734 | 77.3249 | 93.8408 | 2284.5496 | 0.34009 | 1.4591 | 46.871 | 99.442 | 426.6394 | 13705.02 | 77.3249 | 159.1681 | 3566.2502
PA | INSIG | INDUSTRIAL | NEWPORT WATER TREATMENT PLANT | PA0261432 | 001 | 1 | 0% | 0.031117 | 0.031117 | 1.0002 | 0.50539 | 29.918 | 95.2603 | 48.1315 | 2849.2924 | 76.2738 | 17.8928 | 700.5175 | 0.87371 | 0.50705 | 29.9836 | 82.8004 | 48.0526 | 2841.5075 | 66.2973 | 17.8635 | 698.6035 | 0.87371 | 0.86042 | 29.9836 | 82.8004 | 81.5409 | 2841.5075 | 66.2973 | 30.3126 | 698.6035
PA | INSIG | INDUSTRIAL | NORTH AMERICAN BRISTOL CORP/BR | PA0080594 | 001 | 1 | 0% | 0.11506 | 0.11506 | 5.5847 | 2.9918 | 18.9481 | 1966.7142 | 1053.5969 | 6672.7802 | 1049.4322 | 601.4077 | 2495.1054 | 4.8759 | 3.0016 | 25.6128 | 1708.6653 | 1051.8697 | 8975.5323 | 911.7382 | 600.4218 | 3356.1572 | 4.8759 | 5.0929 | 29.9836 | 1708.6653 | 1784.723 | 10507.182 | 911.7382 | 1018.7446 | 3928.8761
PA | INSIG | INDUSTRIAL | NRG ENERGY CENTER HARRISBURG I | PA0008427 | 001 | 1 | 0% | 0.084046 | 0.084046 | 11.1684 | 6.9817 | 29.918 | 2872.8493 | 1795.9068 | 7695.8381 | 2219.8477 | 902.7787 | 1755.7923 | 9.7509 | 7.0045 | 29.9836 | 2495.9144 | 1792.9205 | 7674.8112 | 1928.5905 | 901.2775 | 1750.9951 | 9.7509 | 11.8846 | 29.9836 | 2495.9144 | 3042.0784 | 7674.8112 | 1928.5905 | 1529.2127 | 1750.9951
PA | INSIG | INDUSTRIAL | OLD DOMINION ELECTRIC COOP | PA0265951 | 001 | 1 | 0% | 0.85817 | 0.85817 | 0.99679 | 0.79743 | 29.918 | 2615.9411 | 2092.7529 | 78515.8718 | 2211.6028 | 1186.3878 | 35407.9697 | 0.99952 | 0.79962 | 30 | 2612.3674 | 2089.8939 | 78408.6097 | 2208.5815 | 1184.767 | 35359.5982
PA | INSIG | INDUSTRIAL | ONO IND INC | PA0085600 | 001 | 1 | 0% | 0.057031 | 0.057031 | 5.5847 | 2.9918 | 9.9727 | 974.8062 | 522.2176 | 1740.7253 | 701.2016 | 242.1948 | 414.1561 | 4.8759 | 3.0016 | 14.0142 | 846.9037 | 521.3615 | 2434.1617 | 609.1983 | 241.7977 | 579.1396 | 4.8759 | 5.0929 | 29.9836 | 846.9037 | 884.6018 | 5207.9076 | 609.1983 | 410.2618 | 1239.0735
PA | INSIG | INDUSTRIAL | OSRAM SYLVANIA PRODUCTS INC | PA0008915 | 001 | 1 | 0% | 0.36047 | 0.36047 | 4.0163 | 0.20802 | 34.9044 | 6001.94 | 310.87 | 52160.6803 | 2579.7619 | 113.8739 | 10051.6355 | 0.99174 | 0.10881 | 22.887 | 1088.7572 | 119.459 | 25125.87 | 467.9711 | 43.7587 | 4841.8864 | 0.99174 | 0.10881 | 22.887 | 1088.7572 | 119.459 | 25125.87 | 467.9711 | 43.7587 | 4841.8864
PA | INSIG | INDUSTRIAL | OSRAM SYLVANIA PRODUCTS INC | PA0009016 | 001 | 1 | 0% | 0.21312 | 0.21312 | 0.99679 | 0.99679 | 0 | 650.1697 | 650.1697 | 0 | 500.6765 | 320.3657 | 0 | 4.7817 | 0.62222 | 22.5229 | 3103.6322 | 403.8565 | 14618.688 | 2390.0155 | 198.9969 | 4423.1836 | 6.3559 | 0.62848 | 22.5229 | 4125.3311 | 407.919 | 14618.688 | 3176.7957 | 200.9987 | 4423.1836
PA | INSIG | INDUSTRIAL | P & N PACKING INC | PA0112445 | 001 | 1 | 0% | 0.037014 | 0.037014 | 40.5095 | 3.9174 | 299.1803 | 3101.279 | 299.9022 | 22904.28 | 2260.2381 | 118.0599 | 4295.3818 | 40.6476 | 3.9307 | 36.473 | 4582.0974 | 443.1014 | 4111.506 | 3339.4708 | 174.4319 | 771.0562 | 43.0205 | 8.113 | 36.473 | 4849.587 | 914.5597 | 4111.506 | 3534.4195 | 360.0268 | 771.0562
PA | INSIG | INDUSTRIAL | PA AMERICAN WATER CO | PA0008354 | 001 | 1 | 0% | 0.020214 | 0.020214 | 0.52392 | 0.052392 | 29.918 | 40.1096 | 4.011 | 2290.428 | 16.5221 | 1.5532 | 454.9791 | 0.56614 | 0.065046 | 19.2938 | 34.8524 | 4.0044 | 1187.7684 | 14.3566 | 1.5507 | 235.9427 | 0.56614 | 0.1103 | 19.2938 | 34.8524 | 6.79 | 1187.7684 | 14.3566 | 2.6294 | 235.9427
PA | INSIG | INDUSTRIAL | PA AMERICAN WATER CO | PA0060526 | 001 | 1 | 0% | 0.056831 | 0.056831 | 0.092177 | 0.20279 | 29.918 | 16.033 | 35.2726 | 5203.8524 | 6.7845 | 15.1344 | 985.812 | 0.080374 | 0.20346 | 30.0164 | 13.9113 | 35.2148 | 5195.3215 | 5.8867 | 15.1096 | 984.196 | 0.080374 | 0.34432 | 45.3977 | 13.9113 | 59.5951 | 7857.5448 | 5.8867 | 25.5705 | 1488.5246
PA | INSIG | INDUSTRIAL | PA AMERICAN WATER CO | PA0061646 | 001 | 1 | 0% | 0.10406 | 0.10406 | 0.071918 | 0.15822 | 29.918 | 22.9043 | 50.3894 | 9528.1805 | 10.5166 | 17.1175 | 1388.4444 | 0.062656 | 0.15874 | 29.9836 | 19.8566 | 50.3068 | 9502.1472 | 9.1173 | 17.0894 | 1384.6508 | 0.062656 | 0.26984 | 29.9836 | 19.8566 | 85.514 | 9502.1472 | 9.1173 | 29.0494 | 1384.6508
PA | INSIG | INDUSTRIAL | PA AMERICAN WATER CO | PA0061841 | 001 | 1 | 0% | 0.21412 | 0.21412 | 0.10485 | 0.23068 | 0 | 68.7128 | 151.1682 | 0 | 28.416 | 67.4791 | 0 | 0.091374 | 0.23144 | 24.0033 | 59.5856 | 150.9204 | 15652.7099 | 24.6415 | 67.3685 | 3335.3288 | 0.091374 | 0.39203 | 29.9836 | 59.5856 | 255.6423 | 19552.4952 | 24.6415 | 114.1147 | 4166.3074
PA | INSIG | INDUSTRIAL | PA AMERICAN WATER CO | PA0063754 | 001 | 1 | 0% | 0.57542 | 0.57542 | 0.18653 | 0.41037 | 29.918 | 233.6237 | 513.972 | 37471.4021 | 81.7837 | 22.5334 | 410.4947 | 0.11626 | 0.2928 | 30.0196 | 203.7421 | 513.1295 | 52609.0034 | 71.3232 | 22.4965 | 576.3252 | 0.11626 | 0.49595 | 35.7649 | 203.7421 | 869.1549 | 62677.6248 | 71.3232 | 38.1052 | 686.6258
PA | INSIG | INDUSTRIAL | PA AMERICAN WATER CO - HERSHEY | PA0046302 | 001 | 1 | 0% | 0.40022 | 0.40022 | 0.17515 | 0.38532 | 0 | 214.5368 | 471.9809 | 0 | 168.4123 | 198.9587 | 0 | 0.15273 | 0.38659 | 14.9918 | 186.1554 | 471.2071 | 18273.36 | 146.1328 | 198.6325 | 4065.0966 | 0.15273 | 0.65592 | 14.9918 | 186.1554 | 799.4963 | 18273.36 | 146.1328 | 337.0195 | 4065.0966
PA | INSIG | INDUSTRIAL | PA AMERICAN WATER CO - MILTON | PA0007854 | 001 | 1 | 0% | 0.085055 | 0.085055 | 0.3078 | 0.67455 | 29.918 | 94.2575 | 206.5644 | 9161.712 | 76.883 | 95.3081 | 2506.7346 | 0.36328 | 0.79612 | 30.0145 | 94.103 | 206.2258 | 7774.9392 | 76.7569 | 95.1519 | 2127.2999
PA | INSIG | INDUSTRIAL | PA AMERICAN WATER CO - SILVER | PA0009440 | 001 | 1 | 0% | 0.029016 | 0.029016 | 1.4905 | 3.2745 | 29.918 | 132.3616 | 290.7945 | 2656.8965 | 110.0177 | 143.5156 | 779.7879 | 1.301 | 3.2853 | 29.9836 | 114.9682 | 290.3178 | 2649.6372 | 95.5604 | 143.2803 | 777.6573 | 1.301 | 5.5749 | 29.9836 | 114.9682 | 492.6521 | 2649.6372 | 95.5604 | 243.1382 | 777.6573
PA | INSIG | INDUSTRIAL | PA AMERICAN WATER CO - WEST SH | PA0247162 | 001 | 1 | 0% | 0.44066 | 0.44066 | 0.20802 | 0.45765 | 29.918 | 307.6808 | 676.8978 | 44251.069 | 243.5165 | 342.6362 | 12762.4509 | 0.19945 | 0.50354 | 28.0485 | 267.6713 | 675.7882 | 37643.1216 | 211.8507 | 342.0745 | 10856.6528 | 0.19945 | 0.8541 | 28.0485 | 267.6713 | 1146.2688 | 37643.1216 | 211.8507 | 580.2252 | 10856.6528
PA | INSIG | INDUSTRIAL | PA AMERICAN WATER CO (OUTFALLS 001 & 002, WTP) | PA0009431 | 001 | 1 | 0% | 0.0020011 | 0.0020011 | 0.16372 | 0.49117 | 29.918 | 1.0027 | 3.0082 | 183.2342 | 0.64157 | 0.79215 | 30.2992 | 0.1757 | 0.49163 | 29.9836 | 1.0708 | 2.9962 | 182.7336 | 0.68513 | 0.789 | 30.2164 | 0.19232 | 0.82648 | 29.9836 | 1.1721 | 5.0369 | 182.7336 | 0.74993 | 1.3264 | 30.2164
PA | INSIG | INDUSTRIAL | PA AMERICAN WATER CO/SUSQUEHAN | PA0008346 | 001 | 1 | 0% | 0.045928 | 0.045928 | 5.3997 | 2.8893 | 29.918 | 843.3041 | 451.2329 | 4672.4731 | 434.4092 | 174.736 | 928.1573 | 5.2375 | 3.2207 | 16.6565 | 732.6011 | 450.4932 | 2329.8534 | 377.383 | 174.4495 | 462.8107 | 5.2375 | 5.4652 | 16.6565 | 732.6011 | 764.4524 | 2329.8534 | 377.383 | 296.0275 | 462.8107
PA | INSIG | INDUSTRIAL | PA DEPT OF CORRECTIONS | PA0084395 | 001 | 1 | 0% | 0.14003 | 0.14003 | 0.99727 | 2.194 | 29.918 | 152.6952 | 335.9294 | 4580.856 | 114.5437 | 141.6407 | 1198.7071 | 0.31091 | 0.78642 | 30.0235 | 132.5893 | 335.3787 | 12803.868 | 99.4613 | 141.4085 | 3350.4846 | 0.31091 | 1.3339 | 42.8488 | 132.5893 | 568.8525 | 18273.36 | 99.4613 | 239.85 | 4781.7278
PA | INSIG | INDUSTRIAL | PA DEPT OF TRANSPORTATION/CAME | PA0228133 | 001 | 1 | 0% | 0.00050027 | 0.00050027 | 0 | 8.1776 | 0 | 0 | 12.521 | 0 | 0 | 2.4618 | 0 | 0 | 8.2105 | 20.0164 | 0 | 12.5096 | 30.4973 | 0 | 2.4595 | 2.0962 | 0 | 13.9228 | 29.9836 | 0 | 21.213 | 45.6834 | 0 | 4.1707 | 3.14
PA | INSIG | INDUSTRIAL | PA FISH & BOAT COMM - REYNOLDS | PA0044059 | 001 | 1 | 0% | 2.4977 | 2.4977 | 0.95953 | 0.13091 | 0 | 9167.6579 | 1250.7479 | 0 | 4525.6005 | 280.6925 | 0 | 1.0469 | 0.16415 | 30 | 7963.3146 | 1248.6975 | 228207.7325 | 3931.0783 | 280.2324 | 21132.5705 | 1.0469 | 0.27892 | 37.4743 | 7963.3146 | 2121.7164 | 285064.416 | 3931.0783 | 476.1551 | 26397.6326
PA | INSIG | INDUSTRIAL | PEMA - PA STATE FIRE ACADEMY | PA0087149 | 001 | 1 | 0% | 0.020011 | 0.020011 | 5.5847 | 2.9918 | 0 | 342.0372 | 183.2342 | 0 | 279.7106 | 69.6028 | 0 | 4.8759 | 3.0016 | 24.0033 | 297.1592 | 182.9339 | 1462.8701 | 243.0103 | 69.4887 | 392.5637 | 4.8759 | 5.0929 | 29.9836 | 297.1592 | 310.3866 | 1827.336 | 243.0103 | 117.9025 | 490.3687
PA | INSIG | INDUSTRIAL | PENN STATE UNIVERSITY - BREAZEWOOD NUCLEAR | PA0113280 | 001 | 1 | 0% | 0.57632 | 0.57632 | 0.24932 | 0.0024932 | 0 | 439.7622 | 4.3976 | 0 | 261.8883 | 1.3921 | 0 | 0.21756 | 0.0025014 | 24.0033 | 381.8572 | 4.3904 | 42130.6583 | 227.4046 | 1.3898 | 3430.8724 | 0.21756 | 0.0050912 | 29.9836 | 381.8572 | 8.9362 | 52627.2768 | 227.4046 | 2.8287 | 4285.6551
PA | INSIG | INDUSTRIAL | PENNSYLVANIA FISH & BOAT COMMISSION-BELLEFONTE | PA0040835 | 001 | 1 | 0% | 5.6215 | 5.6215 | 4.1087 | 0.089754 | 1.5248 | 81261.3823 | 1775.1273 | 30157.4048 | 52067.4066 | 586.3086 | 2218.2019 | 0.079491 | 0.10661 | 2.109 | 1360.9392 | 1825.2061 | 36107.306 | 872.008 | 602.8492 | 2655.8418 | 0.079491 | 0.23731 | 16.9064 | 1360.9392 | 4062.9721 | 289450.0224 | 872.008 | 1341.9632 | 21290.2468
PA | INSIG | INDUSTRIAL | PENNSYLVANIA FISH & BOAT COMMISSION-BENNER SPRINGS | PA0010553 | 001 | 1 | 0% | 3.7954 | 3.7954 | 4.7982 | 0.091174 | 2.2869 | 71466.7688 | 1357.979 | 34061.2336 | 44443.8329 | 448.5282 | 2505.3447 | 0.38479 | 0.099853 | 2.8224 | 4447.8732 | 1154.206 | 32624.2179 | 2766.0483 | 381.2239 | 2399.6462 | 0.38479 | 0.4288 | 72.8463 | 4447.8732 | 4956.5877 | 842036.4288 | 2766.0483 | 1637.1163 | 61935.2633
PA | INSIG | INDUSTRIAL | PENNSYLVANIA FISH & BOAT COMMISSION-PLEASANT GAP | PA0010561 | 001 | 1 | 0% | 2.1588 | 2.1588 | 4.029 | 0.11967 | 2.7582 | 29013.5252 | 861.7879 | 19862.1803 | 16812.9694 | 291.8521 | 1657.6644 | 1.8327 | 0.15881 | 2.7474 | 12049.9827 | 1044.1525 | 18063.6962 | 6982.8119 | 353.6116 | 1507.5659 | 1.8327 | 0.46788 | 76.5409 | 12049.9827 | 3076.2716 | 503248.3344 | 6982.8119 | 1041.8068 | 42000.2652
PA | INSIG | INDUSTRIAL | PENNSYLVANIA FISH & BOAT COMMISSION-TYPLERSVILLE | PA0112127 | 001 | 1 | 0% | 3.9648 | 3.9648 | 3.4206 | 0.079781 | 2.0705 | 52685.897 | 1228.8256 | 31889.9573 | 37102.9973 | 524.9031 | 8605.5166 | 0.53887 | 0.10341 | 3.232 | 6506.8474 | 1248.6583 | 39026.235 | 4582.3182 | 533.3748 | 10531.2437 | 0.53887 | 0.30095 | 87.1667 | 6506.8474 | 3634.0367 | 1052545.536 | 4582.3182 | 1552.3091 | 284029.7961
PA | INSIG | INDUSTRIAL | PENNSYLVANIA FISH & BOAT COMMISSION-UPPER SPRING | PA0044032 | 001 | 1 | 0% | 0.025339 | 0.025339 |  |  |  | 0 | 0 | 0 | 0 | 0 | 0 | 3.42 | 0.039689 | 4.3293 | 263.9248 | 3.0628 | 334.0937 | 169.1072 | 1.0116 | 24.574
PA | INSIG | INDUSTRIAL | PFBC HUNTSDALE | PA0037141 | 001 | 1 | 0% | 8.1988 | 8.1988 | 1.7468 | 0.079937 | 0.98996 | 52187.7879 | 2388.2237 | 29576.4042 | 35426.2532 | 936.09 | 6645.4055 | 0.27038 | 0.090659 | 1.2585 | 6751.2361 | 2263.7539 | 31424.1189 | 4582.8921 | 887.3028 | 7060.5612 | 0.27038 | 0.1344 | 45.6653 | 6751.2361 | 3356.0229 | 1140257.664 | 4582.8921 | 1315.4294 | 256199.9927
PA | INSIG | INDUSTRIAL | P-H GLATFELTER COMPANY | PA0008869 | 001 | 1 | 0% | 10.6833 | 10.6833 | 1.9802 | 0.12696 | 8.3948 | 80520.351 | 5162.4748 | 341350.5368 | 64121.4766 | 2266.5742 | 111526.8952 | 2.1962 | 0.15291 | 12.5574 | 71456.1823 | 4975.2677 | 408574.212 | 56903.3277 | 2184.3812 | 133490.3813
PA | INSIG | INDUSTRIAL | PHILADELPHIA MIXERS | PA0081655 | 001 | 1 | 0% | 0.75041 | 0.75041 | 0.29918 | 0.089754 | 0 | 687.1284 | 206.1385 | 0 | 485.0432 | 99.7292 | 0 | 0.26107 | 0.090049 | 24.0033 | 596.6519 | 205.8006 | 54857.628 | 421.1759 | 99.5657 | 15572.7632 | 0.26107 | 0.15274 | 29.9836 | 596.6519 | 349.0686 | 68525.1 | 421.1759 | 168.8784 | 19452.6303
PA | INSIG | INDUSTRIAL | PHOENIX RESOURCES C/D LF | PA0229083 | 001 | 1 | 0% | 0.05403 | 0.05403 | 24.9197 | 3.9872 | 29.918 | 4120.794 | 659.327 | 4947.3245 | 2332.8052 | 236.394 | 819.8272 | 39.632 | 17.473 | 29.9836 | 6521.461 | 2875.1894 | 4933.8072 | 3691.8367 | 1030.8655 | 817.5873 | 42.978 | 44.8996 | 29.9836 | 7072.0439 | 7388.246 | 4933.8072 | 4003.5248 | 2648.9691 | 817.5873
PA | INSIG | INDUSTRIAL | PILOT TRAVEL CENTERS LLC | PA0062774 | 001 | 1.0479 | 4.785% |  | 0.0025 | 9.7641 | 10.2016 | 30 | 74.3428 | 77.6742 | 228.417 | 54.876 | 30.0635 | 52.4248 | 9.7641 | 10.2016 | 30 | 74.3428 | 77.6742 | 228.417 | 54.876 | 30.0635 | 52.4248 | 9.7641 | 10.2016 | 30 | 74.3428 | 77.6742 | 228.417 | 54.876 | 30.0635 | 52.4248
PA | INSIG | INDUSTRIAL | POLARIZED MEAT CO INC | PA0063045 | 001 | 1 | 0% | 0.0068027 | 0.0068027 | 12.9246 | 1.089 | 111.694 | 197.893 | 16.6743 | 1710.1862 | 78.5794 | 4.0169 | 144.2324 | 8.2981 | 0.8035 | 35.2799 | 171.9206 | 16.647 | 730.9344 | 68.2663 | 4.0103 | 61.645 | 8.2981 | 1.3639 | 35.2799 | 171.9206 | 28.2565 | 730.9344 | 68.2663 | 6.807 | 61.645
PA | INSIG | INDUSTRIAL | POSSUM VALLEY MUN AUTH | PA0247154 | 001 | 1 | 0% | 0.12007 | 0.12007 | 4.1466 | 0.015949 | 29.918 | 1523.778 | 5.8607 | 10994.0544 | 927.8025 | 1.1049 | 675.5194 | 3.6202 | 0.016001 | 29.9836 | 1323.7718 | 5.8511 | 10964.016 | 806.0221 | 1.1031 | 673.6737 | 3.6202 | 0.027153 | 29.9836 | 1323.7718 | 9.9291 | 10964.016 | 806.0221 | 1.8719 | 673.6737
PA | INSIG | INDUSTRIAL | PPG IND INC - CARLISLE PLT WOR | PA0086487 | 001 | 1.0463 | 4.634% |  | 0.141 | 13.4402 | 0.44148 | 30 | 5771.5495 | 189.583 | 12882.7188 | 3935.393 | 77.3782 | 3201.3295 | 13.4402 | 0.44148 | 30 | 5771.5495 | 189.583 | 12882.7188 | 3935.393 | 77.3782 | 3201.3295 | 13.4402 | 0.44148 | 30 | 5771.5495 | 189.583 | 12882.7188 | 3935.393 | 77.3782 | 3201.3295
PA | INSIG | INDUSTRIAL | PPG IND INC - TIPTON PLANT | PA0009458 | 001 | 1 | 0% | 0.26615 | 0.26615 | 8.4164 | 0.14157 | 34.9044 | 6855.7315 | 115.3151 | 28431.8462 | 4684.6614 | 60.17 | 2633.6046 | 7.3473 | 0.14209 | 29.9836 | 5955.4827 | 115.1689 | 24303.5688 | 4069.503 | 60.0937 | 2251.2077 | 7.3473 | 0.24099 | 29.9836 | 5955.4827 | 195.3336 | 24303.5688 | 4069.503 | 101.9227 | 2251.2077
PA | INSIG | INDUSTRIAL | PPL BRUNNER ISLAND LLC (OUTFALL 007, SCRUBBER WWTP | PA0008281 | 001 | 1 | 0% | 562.4137 | 562.4137 | 0.0099323 | 0.0049659 | 0 | 21367.3808 | 10683.189 | 0 | 17863.897 | 5203.7187 | 0 | 0.012602 | 0.0062666 | 0.3751 | 21585.9658 | 10733.766 | 642491.3376 | 18046.6418 | 5228.3544 | 186061.9437 | 0.012602 | 0.01068 | 0.3751 | 21585.9658 | 18292.6417 | 642491.3376 | 18046.6418 | 8910.2384 | 186061.9437
PA | INSIG | INDUSTRIAL | PPL HOLTWOOD LLC - HOLTWOOD HY | PA0008435 | 001 | 1 | 0% | 0.90247 | 0.90247 | 0 | 0 | 0 | 0 | 0 | 0 | 0 | 0 | 0 | 0 | 0 | 0 | 0 | 0 | 0 | 0 | 0 | 0
PA | INSIG | INDUSTRIAL | PPL SUSQUEHANNA LLC | PA0047325 | 001 | 1 | 0% | 8.4251 | 8.4251 | 0.085395 | 0.0090074 | 29.918 | 3660 | 386.0548 | 1282273.2115 | 2803.0959 | 159.3125 | 278262.1271 | 0.12392 | 0.015021 | 0.28486 | 3179.598 | 385.4219 | 7309.344 | 2435.1688 | 159.0513 | 1586.178 | 0.12392 | 0.025491 | 0.28486 | 3179.598 | 654.077 | 7309.344 | 2435.1688 | 269.9167 | 1586.178
PA | INSIG | INDUSTRIAL | PRECISION MEDICAL PRODS INC - | PA0247804 | 001 | 1 | 0% | 0.0021612 | 0.0021612 | 0.59928 | 0.13205 | 0.99727 | 3.964 | 0.87342 | 6.5964 | 2.3272 | 0.48152 | 2.4753 | 0.53269 | 0.13248 | 18.4069 | 3.5062 | 0.87198 | 121.1545 | 2.0584 | 0.48073 | 45.4632 | 0.53269 | 0.22816 | 30.5388 | 3.5062 | 1.5018 | 201.007 | 2.0584 | 0.82794 | 75.4278
PA | INSIG | INDUSTRIAL | PRO AMERICAN MANUFACTURING COR | PA0112941 | 001 | 1 | 0% | 0.00088055 | 0.00088055 | 0.93458 | 0.023615 | 29.918 | 2.8619 | 0.072316 | 91.6171 | 1.1438 | 0.019922 | 15.441 | 0.92712 | 0.026922 | 27.2558 | 2.4863 | 0.072198 | 73.0934 | 0.99366 | 0.019889 | 12.3191 | 0.92712 | 0.046281 | 27.2558 | 2.4863 | 0.12411 | 73.0934 | 0.99366 | 0.034191 | 12.3191
PA | INSIG | INDUSTRIAL | QUEBECOR WORLD ATGLEN INC | PA0244163 | 001 | 1.0724 | 7.239% |  | 0.019 | 6.6208 | 0 | 30 | 383.1195 | 0 | 1735.9692 | 331.3379 | 0 | 878.6736 | 6.6208 | 0 | 30 | 383.1195 | 0 | 1735.9692 | 331.3379 | 0 | 878.6736 | 6.6208 | 0 | 30 | 383.1195 | 0 | 1735.9692 | 331.3379 | 0 | 878.6736
PA | INSIG | INDUSTRIAL | R H SHEPPARD COMPANY INC | PA0083526 | 001 | 1 | 0% | 0.10501 | 0.10501 | 0.10672 | 0.0072839 | 0 | 68.3006 | 4.6618 | 0 | 44.855 | 1.9143 | 0 | 0.18543 | 0.014552 | 10.1415 | 59.3072 | 4.6541 | 3243.5214 | 38.9488 | 1.9112 | 1033.1599 | 0.18543 | 0.024682 | 10.1415 | 59.3072 | 7.8941 | 3243.5214 | 38.9488 | 3.2417 | 1033.1599
PA | INSIG | INDUSTRIAL | REAGENT CHEMICAL & RESEARCH, INC. | PA0234036 | 001 | 1 | 0% | 5.0046e-05 | 5.0046e-05 | 0 | 0 | 29.918 | 0 | 0 | 4.5809 | 0 | 0 | 1.3141 | 0 | 0 | 30.0547 | 0 | 0 | 4.5809 | 0 | 0 | 1.3141
PA | INSIG | INDUSTRIAL | RECOIL INC | PA0038288 | 001 | 1.0665 | 6.646% |  | 0.027 | 9.9374 | 10.3816 | 30 | 817.1506 | 853.6821 | 2466.9036 | 667.9245 | 420.6448 | 746.4122 | 9.9374 | 10.3816 | 30 | 817.1506 | 853.6821 | 2466.9036 | 667.9245 | 420.6448 | 746.4122 | 9.9374 | 10.3816 | 30 | 817.1506 | 853.6821 | 2466.9036 | 667.9245 | 420.6448 | 746.4122
PA | INSIG | INDUSTRIAL | RED LION MUNICIPAL AUTHORITY WTP | PA0261581 | 001 | 1 | 0% | 0.35019 | 0.35019 | 6.1502 | 0.02492 | 29.918 | 6591.7442 | 26.7089 | 32065.992 | 4185.1423 | 6.2058 | 3961.3001 | 5.3693 | 0.025002 | 29.9836 | 5726.5328 | 26.6651 | 31978.38 | 3635.8138 | 6.1957 | 3950.4769 | 5.3693 | 0.042427 | 29.9836 | 5726.5328 | 45.2496 | 31978.38 | 3635.8138 | 10.5138 | 3950.4769
PA | INSIG | INDUSTRIAL | RELIANT ENERGY - WILLIAMSBURG | PA0080845 | 001 | 1 | 0% | 0.0090049 | 0.0090049 | 0.24932 | 0.0024932 | 49.8634 | 6.8713 | 0.068713 | 1374.2568 | 5.2705 | 0.035237 | 173.2855 | 0.21756 | 0.0025014 | 29.9836 | 5.9665 | 0.0686 | 822.3012 | 4.5765 | 0.035179 | 103.6872 | 0.21756 | 0.0050912 | 29.9836 | 5.9665 | 0.13963 | 822.3012 | 4.5765 | 0.071604 | 103.6872
PA | INSIG | INDUSTRIAL | RELIANT ENERGY MID-ATLANTIC PO | PA0010031 | 001 | 1 | 0% | 342.0813 | 342.0813 | 0.0035572 | 0.0016008 | 0 | 4654.7178 | 2094.7233 | 0 | 3162.2704 | 610.6876 | 0 | 0.0038817 | 0.0020073 | 0.1148 | 4044.0459 | 2091.2893 | 119599.1412 | 2747.3989 | 609.6865 | 18692.7656 | 0.0038817 | 0.0034058 | 0.1148 | 4044.0459 | 3548.2692 | 119599.1412 | 2747.3989 | 1034.4488 | 18692.7656
PA | INSIG | INDUSTRIAL | RICE FRUIT CO INC | PA0088455 | 001 | 1 | 0% | 0.040022 | 0.040022 | 2.9505 | 9.0209 | 29.918 | 361.4089 | 1104.9833 | 3664.6848 | 202.8554 | 123.5667 | 82.2775 | 2.5759 | 9.0506 | 29.9836 | 313.9715 | 1103.1718 | 3654.672 | 176.2292 | 123.3642 | 82.0527 | 2.5759 | 15.3586 | 29.9836 | 313.9715 | 1872.0419 | 3654.672 | 176.2292 | 209.3445 | 82.0527
PA | INSIG | INDUSTRIAL | ROARING SPRING WATER | PA0087904 | 001 | 1 | 0% | 0.48008 | 0.48008 | 1.1635 | 2.5597 | 0 | 534.4332 | 1175.753 | 0 | 380.7945 | 624.5134 | 0 | 0.31739 | 0.80282 | 28.1442 | 464.0626 | 1173.8256 | 41150.1048 | 330.6541 | 623.4896 | 3905.6903 | 0.31739 | 1.3617 | 43.7425 | 464.0626 | 1990.9838 | 63956.76 | 330.6541 | 1057.5316 | 6070.3441
PA | INSIG | INDUSTRIAL | RR DONNELLEY & SONS CO | PA0082937 | 001 | 1 | 0% | 0.51828 | 0.51828 | 3.7896 | 0 | 0 | 6011.3046 | 0 | 0 | 3321.9631 | 0 | 0 | 3.3086 | 0 | 24.0033 | 5222.5236 | 0 | 37888.3351 | 2886.0675 | 0 | 16660.3578 | 3.3086 | 0 | 29.9836 | 5222.5236 | 0 | 47328.0024 | 2886.0675 | 0 | 20811.193
PA | INSIG | INDUSTRIAL | RUTTERS DAIRY INC | PA0081418 | 001 | 1 | 0% | 0.015308 | 0.015308 | 18.2001 | 0.56844 | 0 | 852.7263 | 26.6331 | 0 | 682.8964 | 13.1232 | 0 | 15.8895 | 0.57031 | 24.0033 | 740.8102 | 26.5894 | 1119.0956 | 593.2696 | 13.1017 | 338.6053 | 15.8895 | 0.96733 | 29.9836 | 740.8102 | 45.0997 | 1397.912 | 593.2696 | 22.2225 | 422.9669
PA | INSIG | INDUSTRIAL | SAFE HARBOR WATER POWER CORP | PA0032379 | 001 | 1 | 0% | 0.15709 | 0.15709 | 0.02382 | 0.0002382 | 29.918 | 11.4521 | 0.11452 | 14383.8878 | 9.7255 | 0.056652 | 4848.8466 | 0.020786 | 0.00023898 | 2.8647 | 9.9442 | 0.11433 | 1370.502 | 8.4449 | 0.056559 | 461.9998 | 0.020786 | 0.00048642 | 2.8647 | 9.9442 | 0.23271 | 1370.502 | 8.4449 | 0.11512 | 461.9998
PA | INSIG | INDUSTRIAL | SAINT FRANCIS COLLEGE | PA0218367 | 001 | 1.0884 | 8.84% |  | 0.003 | 0.21768 | 0.9339 | 30 | 1.9888 | 8.5328 | 274.1004 | 1.1161 | 2.6876 | 36.7963 | 0.21768 | 0.9339 | 30 | 1.9888 | 8.5328 | 274.1004 | 1.1161 | 2.6876 | 36.7963 | 0.21768 | 0.9339 | 30 | 1.9888 | 8.5328 | 274.1004 | 1.1161 | 2.6876 | 36.7963
PA | INSIG | INDUSTRIAL | SAXTON BORO MUN AUTH - SAXTON | PA0083143 | 001 | 1 | 0% | 0.0060033 | 0.0060033 | 0.24932 | 0.5485 | 0 | 4.5809 | 10.0779 | 0 | 2.9459 | 2.0098 | 0 | 0.21756 | 0.5503 | 24.0033 | 3.9777 | 10.0614 | 438.861 | 2.558 | 2.0065 | 39.0244 | 0.21756 | 0.93339 | 29.9836 | 3.9777 | 17.0656 | 548.2008 | 2.558 | 3.4033 | 48.7471
PA | INSIG | INDUSTRIAL | SC HOLDINGS INC - HARMONY GROV | PA0085863 | 001 | 1 | 0% | 0.038822 | 0.038822 | 5.891 | 0.040868 | 0 | 721.5968 | 5.006 | 0 | 478.8392 | 0.92586 | 0 | 5.0369 | 0.041002 | 23.8171 | 595.5382 | 4.8479 | 2815.9999 | 395.1889 | 0.89662 | 156.1052 | 5.0369 | 0.068144 | 29.3649 | 595.5382 | 8.057 | 3471.9384 | 395.1889 | 1.4901 | 192.4672
PA | INSIG | INDUSTRIAL | SCHOENLY, TROY - TROYS SUDS DE | PA0114545 | 001 | 1 | 0% | 0.0085241 | 0.0085241 | 12.2332 | 10.0312 | 19.9454 | 280.9592 | 230.3865 | 458.0856 | 190.1566 | 96.5143 | 101.3172 | 9.4022 | 8.8599 | 26.4935 | 244.0863 | 230.0088 | 687.7892 | 165.2006 | 96.3561 | 152.122 | 9.4022 | 15.035 | 32.3787 | 244.0863 | 390.3197 | 840.5746 | 165.2006 | 163.5141 | 185.9143
PA | INSIG | INDUSTRIAL | SCHOTT NORTH AMERICA INC | PA0061069 | 001 | 1 | 0% | 0.014608 | 0.014608 | 11.1694 | 0.25929 | 29.918 | 499.3744 | 11.5926 | 1337.61 | 264.1772 | 5.845 | 308.3435 | 9.7509 | 0.26014 | 29.9836 | 433.8137 | 11.5736 | 1333.9553 | 229.4945 | 5.8354 | 307.501 | 9.7509 | 0.44124 | 29.9836 | 433.8137 | 19.6306 | 1333.9553 | 229.4945 | 9.8978 | 307.501
PA | INSIG | INDUSTRIAL | SHAMOKIN DAM BOROUGH | PA0110761 | 001 | 1 | 0% | 0.0090049 | 0.0090049 | 0.24932 | 0.5485 | 29.918 | 6.8713 | 15.1168 | 824.5541 | 5.2759 | 6.5625 | 231.6034 | 0.21756 | 0.5503 | 29.9836 | 5.9665 | 15.092 | 822.3012 | 4.5812 | 6.5518 | 230.9706 | 0.21756 | 0.93339 | 29.9836 | 5.9665 | 25.5984 | 822.3012 | 4.5812 | 11.1128 | 230.9706
PA | INSIG | INDUSTRIAL | SHENANDOAH BORO MUN AUTH | PA0062758 | 001 | 1 | 0% | 0.12807 | 0.12807 | 0.24932 | 0.5485 | 29.918 | 97.7249 | 214.9948 | 11726.9914 | 76.6919 | 98.7246 | 3520.0272 | 0.21756 | 0.5503 | 29.9836 | 84.8572 | 214.6424 | 11694.9504 | 66.5937 | 98.5628 | 3510.4096 | 0.21756 | 0.93339 | 29.9836 | 84.8572 | 364.0656 | 11694.9504 | 66.5937 | 167.1772 | 3510.4096
PA | INSIG | INDUSTRIAL | SHIPPENSBURG BORO AUTH | PA0083704 | 001 | 1 | 0% | 0.10005 | 0.10005 | 0.2194 | 0.48268 | 0 | 67.1859 | 147.809 | 0 | 42.3571 | 57.4944 | 0 | 0.19145 | 0.48427 | 24.0033 | 58.3393 | 147.5666 | 7314.3504 | 36.7798 | 57.4002 | 1420.4279 | 0.19145 | 0.82139 | 29.9836 | 58.3393 | 250.2951 | 9136.68 | 36.7798 | 97.3593 | 1774.3196
PA | INSIG | INDUSTRIAL | SPRING GLEN FRESH FOODS INC | PA0010511 | 001 | 1 | 0% | 0.025014 | 0.025014 | 2.2428 | 0.47846 | 29.918 | 171.6997 | 36.6293 | 2290.428 | 104.7317 | 20.579 | 944.4964 | 1.958 | 0.48003 | 29.9836 | 149.163 | 36.5692 | 2284.17 | 90.985 | 20.5453 | 941.9158 | 1.958 | 0.8146 | 29.9836 | 149.163 | 62.0566 | 2284.17 | 90.985 | 34.8646 | 941.9158
PA | INSIG | INDUSTRIAL | SPRING TWP MUN AUTH | PA0111635 | 001 | 1 | 0% | 0.012814 | 0.012814 | 0.038356 | 0.084384 | 29.918 | 3.0539 | 6.7186 | 2382.0451 | 2.2009 | 2.1569 | 364.0757 | 0.067948 | 0.17187 | 9.3646 | 2.6518 | 6.7076 | 365.4672 | 1.9111 | 2.1533 | 55.8586 | 0.067948 | 0.29152 | 9.3646 | 2.6518 | 11.3771 | 365.4672 | 1.9111 | 3.6524 | 55.8586
PA | INSIG | INDUSTRIAL | STANDARD STEEL LLC | PA0009164 | 001 | 1 | 0% | 3.7044 | 3.7044 | 2.0607 | 0.045472 | 18.2832 | 27450 | 605.7234 | 243548.844 | 22897.7645 | 250.6711 | 65231.2439 | 2.1138 | 0.053602 | 17.6536 | 23848.1782 | 604.7305 | 199166.8933 | 19893.2594 | 250.2602 | 53344.1423 | 2.1138 | 0.090759 | 18.2217 | 23848.1782 | 1023.9345 | 205575.3 | 19893.2594 | 423.7425 | 55060.5469
PA | INSIG | INDUSTRIAL | SUNBURY GENERATION LP (OUTFALLS 030 & 031, NCCW) | PA0008451 | 001 | 1 | 0% | 6.7357 | 6.7357 | 3.2312 | 0.095589 | 29.918 | 91833.0128 | 2716.7232 | 850298.4907 | 74309.4782 | 1179.3865 | 238834.6142 | 3.8892 | 0.13222 | 25.8771 | 79782.707 | 2712.271 | 530841.108 | 64558.6064 | 1177.4536 | 149104.3823 | 3.8892 | 0.22466 | 25.8771 | 79782.707 | 4608.6361 | 530841.108 | 64558.6064 | 2000.7055 | 149104.3823
PA | INSIG | INDUSTRIAL | SUNNY DELL FOODS CANNERY | PA0012432 | 001 | 1 | 0% | 0.050027 | 0.050027 | 6.0447 | 0.56321 | 0 | 925.5288 | 86.2356 | 0 | 925.9945 | 103.0265 | 0 | 5.2753 | 0.56461 | 24.0033 | 803.7565 | 86.0253 | 3657.1752 | 804.161 | 102.7752 | 3421.4654 | 5.2753 | 0.95546 | 29.9836 | 803.7565 | 145.5745 | 4568.34 | 804.161 | 173.9192 | 4273.9044
PA | INSIG | INDUSTRIAL | SUSQUEHANNA AREA REG AIRPORT A | PA0082244 | 001 | 1 | 0% | 0.50634 | 0.50634 | 0.44965 | 0.24089 | 29.918 | 855.0931 | 458.0856 | 56894.2315 | 715.8306 | 231.5467 | 17174.8075 | 0.48173 | 0.29657 | 2.7254 | 742.8714 | 457.3346 | 4202.8728 | 621.8856 | 231.1671 | 1268.732 | 0.48173 | 0.5032 | 2.7254 | 742.8714 | 775.9769 | 4202.8728 | 621.8856 | 392.23 | 1268.732
PA | INSIG | INDUSTRIAL | T B WOODS INC | PA0083623 | 001 | 1 | 0% | 0.38737 | 0.38737 | 2.5816 | 0.77448 | 0 | 3334.8632 | 1000.459 | 0 | 3118.529 | 735.17 | 0 | 2.4554 | 0.84664 | 23.4636 | 2896.716 | 998.8189 | 27681.1666 | 2708.8047 | 733.9648 | 15932.9214 | 2.4554 | 1.436 | 28.1903 | 2896.716 | 1694.1462 | 33257.5152 | 2708.8047 | 1244.9141 | 19142.5955
PA | INSIG | INDUSTRIAL | TEAM TEN LLC | PA0008893 | 001 | 1 | 0% | 8.0855 | 8.0855 | 0.16485 | 0.075358 | 0 | 5098.4927 | 2330.7395 | 0 | 3386.6835 | 1216.1517 | 0 | 0.17946 | 0.094494 | 0.99882 | 4419.2021 | 2326.9186 | 24596 | 2935.4633 | 1214.158 | 2278.2952 | 0.17946 | 0.1612 | 37.4743 | 4419.2021 | 3969.5562 | 922804.68 | 2935.4633 | 2071.2664 | 85478.1861
PA | INSIG | INDUSTRIAL | TEXAS EASTERN TRANS LP - GRANT | PA0086282 | 001 | 1 | 0% | 0.12716 | 0.12716 | 0 | 0 | 0 | 0 | 0 | 0 | 0 | 0 | 0 | 0 | 0 | 16.5598 | 0 | 0 | 6413.1984 | 0 | 0 | 1426.6819
PA | INSIG | INDUSTRIAL | TEXAS EASTERN TRANSMISSION LP | PA0086291 | 001 | 1 | 0% | 0.1441 | 0.1441 | 0 | 0 | 0 | 0 | 0 | 0 | 0 | 0 | 0 | 0 | 0 | 15.0308 | 0 | 0 | 6596.4326 | 0 | 0 | 1387.5299
PA | INSIG | INDUSTRIAL | THE YORK WATER COMPANY | PA0088790 | 001 | 1 | 0% | 12.011 | 12.011 | 0 | 0 | 0 | 0 | 0 | 0 | 0 | 0 | 0 | 0 | 0 | 0 | 0 | 0 | 0 | 0 | 0 | 0
PA | INSIG | INDUSTRIAL | TRANSCONTINENTAL GAS PIPE LINE CO | PA0275760 | 001 | 1 | 0% | 1.9152 | 1.9152 | 0 | 0 | 59.8361 | 0 | 0 | 349977.3984 | 0 | 0 | 75947.5083 | 0 | 0 | 60 | 0 | 0 | 349977.3984 | 0 | 0 | 75947.5083
PA | INSIG | INDUSTRIAL | TRANSCONTINENTAL GAS PIPE LINE CO ROCK SPRINGS EXP | PA0266908 | 001 | 1 | 0% | 0.60164 | 0.60164 | 0 | 0 | 0 | 0 | 0 | 0 | 0 | 0 | 0 | 0 | 0 | 0 | 0 | 0 | 0 | 0 | 0 | 0
PA | INSIG | INDUSTRIAL | TRI-CELL PLASTICS | PA0063118 | 001 | 1 | 0% | 0.0023416 | 0.0023416 | 5.5847 | 2.9918 | 0 | 51.3056 | 27.4851 | 0 | 27.2494 | 13.9729 | 0 | 6.2496 | 3.8477 | 22.3054 | 44.5696 | 27.4401 | 159.0734 | 23.6718 | 13.95 | 36.5207 | 6.2496 | 6.5292 | 24.3419 | 44.5696 | 46.5637 | 173.5969 | 23.6718 | 23.672 | 39.8551
PA | INSIG | INDUSTRIAL | TULPEHOCKEN SPRING WATER CO IN | PA0228095 | 001 | 1 | 0% | 0.0060033 | 0.0060033 | 8.5765 | 3.9891 | 9.9727 | 157.5814 | 73.2937 | 183.2342 | 125.9606 | 35.0414 | 55.6879 | 7.4874 | 4.0022 | 22.0099 | 136.8958 | 73.1735 | 402.4144 | 109.4259 | 34.9839 | 122.3005 | 7.4874 | 6.7917 | 29.9836 | 136.8958 | 124.1753 | 548.2008 | 109.4259 | 59.3677 | 166.6074
PA | INSIG | INDUSTRIAL | TURKEY HILL DAIRY INC | PA0083771 | 001 | 1 | 0% | 0.11648 | 0.11648 | 78.3875 | 0.5283 | 29.918 | 36006.5822 | 242.669 | 13742.568 | 30577.8933 | 120.0436 | 4632.656 | 55.2565 | 0.52998 | 24.2097 | 19602.4295 | 188.0123 | 8588.4792 | 16646.984 | 93.006 | 2895.1991 | 55.2565 | 0.72625 | 24.2097 | 19602.4295 | 257.6385 | 8588.4792 | 16646.984 | 127.4487 | 2895.1991
PA | INSIG | INDUSTRIAL | TYCO ELECTRONICS CORP - BRODBE | PA0083305 | 001 | 1 | 0% | 0.043029 | 0.043029 | 0 | 0 | 0 | 0 | 0 | 0 | 0 | 0 | 0 | 0 | 0 | 15.0308 | 0 | 0 | 1969.7681 | 0 | 0 | 691.9444
PA | INSIG | INDUSTRIAL | TYCO ELECTRONICS CORP - WILLIA | PA0010294 | 001 | 1 | 0% | 0.033018 | 0.033018 | 1.2036 | 0.030414 | 0 | 121.6327 | 3.0734 | 0 | 97.6636 | 1.3945 | 0 | 1.0512 | 0.030514 | 24.0033 | 105.7108 | 3.0684 | 2413.7356 | 84.8793 | 1.3922 | 705.3412 | 1.0512 | 0.052609 | 29.9836 | 105.7108 | 5.2903 | 3015.1044 | 84.8793 | 2.4004 | 881.073
PA | INSIG | INDUSTRIAL | UGI DEVELOPMENT CO/HUNLOCK POW | PA0008664 | 001 | 1 | 0% | 30.4577 | 30.4577 | 0.0043305 | 0.0017645 | 29.918 | 671.8356 | 273.7479 | 4641543.1803 | 514.5409 | 112.967 | 1007246.8698 | 0.0062925 | 0.0029463 | 0.15996 | 583.6985 | 273.2992 | 14837.9683 | 447.039 | 112.7819 | 3219.9414 | 0.0062925 | 0.005 | 0.15996 | 583.6985 | 463.7989 | 14837.9683 | 447.039 | 191.395 | 3219.9414
PA | INSIG | INDUSTRIAL | ULSTER IWTF | PA0233811 | 001 | 1 | 0% | 0.089284 | 0.089284 | 19.9199 | 9.9599 | 29.918 | 439.2 | 219.6 | 659.6433 | 303.9205 | 83.779 | 122.3513 | 1.4029 | 0.80627 | 30.0265 | 381.4754 | 219.24 | 8164.7976 | 263.9758 | 83.6416 | 1514.4145 | 1.4029 | 1.3693 | 48.385 | 381.4754 | 372.3398 | 13156.8192 | 263.9758 | 142.0503 | 2440.3394
PA | INSIG | INDUSTRIAL | UNITED WATER PA INC - RABOLD W | PA0014605 | 001 | 1 | 0% | 0.10005 | 0.10005 | 0.11469 | 0.25231 | 29.918 | 35.1199 | 77.2638 | 9161.712 | 23.5259 | 31.3601 | 2314.4764 | 0.10008 | 0.25314 | 29.9836 | 30.4955 | 77.1371 | 9136.68 | 20.4282 | 31.3087 | 2308.1527 | 0.10008 | 0.42936 | 29.9836 | 30.4955 | 130.8361 | 9136.68 | 20.4282 | 53.1042 | 2308.1527
PA | INSIG | INDUSTRIAL | UNITED WATER PA/HUMMELSTOWN WT | PA0014648 | 001 | 1 | 0% | 0.25014 | 0.25014 | 0.24932 | 0.5485 | 0 | 190.869 | 419.9118 | 0 | 154.2745 | 197.9944 | 0 | 0.21756 | 0.5503 | 24.0033 | 165.7367 | 419.2234 | 18285.876 | 133.9607 | 197.6698 | 4617.6463 | 0.21756 | 0.93339 | 29.9836 | 165.7367 | 711.0656 | 22841.7 | 133.9607 | 335.2776 | 5768.1071
PA | INSIG | INDUSTRIAL | UNITED WATER PA/SIXTH ST PLANT | PA0014621 | 001 | 1 | 0% | 0.5443 | 0.5443 | 0.2539 | 0.55858 | 0 | 422.9657 | 930.5245 | 0 | 333.3635 | 344.6265 | 0 | 0.22191 | 0.56042 | 24.0033 | 367.8558 | 928.9991 | 39790.0662 | 289.9282 | 344.0615 | 8241.0586 | 0.22191 | 0.95036 | 29.9836 | 367.8558 | 1575.4112 | 49703.5392 | 289.9282 | 583.4649 | 10294.2724
PA | INSIG | INDUSTRIAL | UPPER LEACOCK TWP | PA0082023 | 001 | 1 | 0% | 0.064035 | 0.064035 | 0.19088 | 0.41994 | 0 | 37.4103 | 82.3027 | 0 | 23.1134 | 47.8472 | 0 | 0.16657 | 0.42132 | 22.9562 | 32.4844 | 82.1678 | 4476.9732 | 20.07 | 47.7687 | 1842.2076 | 0.16657 | 0.71463 | 22.9562 | 32.4844 | 139.3689 | 4476.9732 | 20.07 | 81.0229 | 1842.2076
PA | INSIG | INDUSTRIAL | US ARMY CARLISLE BARRACKS | PA0010251 | 001 | 1 | 0% | 0.03602 | 0.03602 | 0.24932 | 0.5485 | 0 | 27.4851 | 60.4673 | 0 | 17.6648 | 26.7459 | 0 | 0.21756 | 0.5503 | 24.0033 | 23.8661 | 60.3682 | 2633.1661 | 15.3388 | 26.7021 | 692.8936 | 0.21756 | 0.93339 | 29.9836 | 23.8661 | 102.3935 | 3289.2048 | 15.3388 | 45.2907 | 865.5242
PA | INSIG | INDUSTRIAL | US DEPT OF THE INTERIOR - US G | PA0027677 | 001 | 1 | 0% | 2.473 | 2.473 | 1.1662 | 0.029904 | 14.959 | 6642.7199 | 170.3262 | 85203.9216 | 3622.2481 | 62.3917 | 16419.2407 | 1.1702 | 0.030005 | 25.5003 | 8813.5182 | 225.9876 | 192061.0238 | 4805.9755 | 82.7809 | 37011.1624 | 1.1864 | 0.059323 | 34.9371 | 8935.4595 | 446.8078 | 263136.384 | 4872.4697 | 163.6689 | 50707.7556
PA | INSIG | INDUSTRIAL | USFW-LAMAR NATIONAL FISH HATCHERY | PA0009857 | 001 | 1 | 0% | 6.302 | 6.302 | 2.1342 | 0.029918 | 4.466 | 41090.2383 | 576.0314 | 85987.1729 | 31189.4908 | 246.0566 | 23203.6699 | 0.44868 | 0.031503 | 5.9728 | 8611.6764 | 604.6367 | 114636.7629 | 6536.6815 | 258.2756 | 30934.7722 | 0.44868 | 0.070727 | 35.7027 | 8611.6764 | 1357.4889 | 685251 | 6536.6815 | 579.8627 | 184915.2319
PA | INSIG | INDUSTRIAL | VALLEY PROTEINS INC | PA0082066 | 001 | 1 | 0% | 0.10005 | 0.10005 | 49.68 | 0.12958 | 0 | 15213.361 | 39.6817 | 0 | 8772.9101 | 22.2939 | 0 | 43.3722 | 0.13001 | 24.0033 | 13216.5035 | 39.6167 | 7314.3504 | 7621.4058 | 22.2574 | 3016.195 | 43.3722 | 0.22062 | 29.9836 | 13216.5035 | 67.228 | 9136.68 | 7621.4058 | 37.77 | 3767.6631
PA | INSIG | INDUSTRIAL | VEEDER-ROOT CO | PA0010677 | 001 | 1 | 0% | 0.0087048 | 0.0087048 | 0.26347 | 0.037638 | 0 | 7.0192 | 1.0027 | 0 | 4.7945 | 0.53262 | 0 | 0.21843 | 0.041279 | 24.0033 | 5.7907 | 1.0943 | 636.3485 | 3.9554 | 0.58127 | 60.3979 | 0.21843 | 0.093339 | 29.9836 | 5.7907 | 2.4745 | 794.8912 | 3.9554 | 1.3144 | 75.4457
PA | INSIG | INDUSTRIAL | VIACOM INC | PA0081957 | 001 | 1 | 0% | 0.023016 | 0.023016 | 0 | 0 | 0 | 0 | 0 | 0 | 0 | 0 | 0 | 0 | 0 | 15.0308 | 0 | 0 | 1053.5969 | 0 | 0 | 523.0797
PA | INSIG | INDUSTRIAL | VIKING ENERGY OF NORTHUMBERLAN | PA0112615 | 001 | 1 | 0% | 0.090049 | 0.090049 | 0.24932 | 0.0024932 | 29.918 | 68.7128 | 0.68713 | 8245.5408 | 52.7605 | 0.30861 | 2340.7756 | 0.21756 | 0.0025014 | 29.9836 | 59.6652 | 0.686 | 8223.012 | 45.8133 | 0.3081 | 2334.38 | 0.21756 | 0.0050912 | 29.9836 | 59.6652 | 1.3963 | 8223.012 | 45.8133 | 0.62711 | 2334.38
PA | INSIG | INDUSTRIAL | Voith Siemens Hydro Power Station (test water only | PA0261106 | 001 | 1 | 0% | 0.075082 | 0.075082 | 0.049863 | 0.014959 | 0 | 22.9043 | 6.8713 | 0 | 18.4462 | 3.2744 | 0 | 0.086975 | 0.03 | 9.9891 | 19.8884 | 6.86 | 2284.17 | 16.0173 | 3.2691 | 764.5474 | 0.086975 | 0.050884 | 9.9891 | 19.8884 | 11.6356 | 2284.17 | 16.0173 | 5.5448 | 764.5474
PA | INSIG | INDUSTRIAL | WALTER INDUSTRIES INC/ANVIL IN | PA0080195 | 001 | 1 | 0% | 0.14208 | 0.14208 | 4.8836 | 0.11498 | 29.918 | 2123.5825 | 49.999 | 13009.631 | 1710.6624 | 24.7335 | 4385.581 | 4.2635 | 0.11536 | 19.0037 | 1844.8478 | 49.917 | 8223.012 | 1486.1263 | 24.693 | 2771.9991 | 4.2635 | 0.19576 | 19.0037 | 1844.8478 | 84.7073 | 8223.012 | 1486.1263 | 41.9031 | 2771.9991
PA | INSIG | INDUSTRIAL | WARD MANUFACTURING INC | PA0111945 | 001 | 1 | 0% | 1.1646 | 1.1646 | 0.38593 | 0.026341 | 0 | 1375.6311 | 93.8923 | 0 | 714.3753 | 33.0635 | 0 | 0.33654 | 0.026428 | 24.0033 | 1193.7043 | 93.7384 | 85139.0387 | 619.8994 | 33.0093 | 4721.625 | 0.33654 | 0.0456 | 28.7729 | 1193.7043 | 161.7403 | 102056.7156 | 619.8994 | 56.9558 | 5659.8423
PA | INSIG | INDUSTRIAL | WARNER TRACTOR VEHICLE WASHING | PA0233625 | 001 | 1 | 0% | 0.00015014 | 0.00015014 | 0 | 0 | 29.918 | 0 | 0 | 13.7426 | 0 | 0 | 3.0395 | 0 | 0 | 30.0547 | 0 | 0 | 13.7426 | 0 | 0 | 3.0395
PA | INSIG | INDUSTRIAL | WASHINGTON HDQRTRS SRVC - RAVEN ROCK | PA0084450 | 001 | 1 | 0% | 0.22212 | 0.22212 | 9.6103 | 3.4572 | 0 | 6533.3086 | 2350.291 | 0 | 3718.95 | 1585.2369 | 0 | 8.3901 | 3.4686 | 23.0955 | 5675.7511 | 2346.438 | 15623.7228 | 3230.8032 | 1582.6382 | 8239.7791 | 8.3901 | 5.8859 | 23.0955 | 5675.7511 | 3981.7245 | 15623.7228 | 3230.8032 | 2685.615 | 8239.7791
PA | INSIG | INDUSTRIAL | WASTE SYSTEMS INTL INC - SANDY | PA0083879 | 001 | 1 | 0% | 0.0065036 | 0.0065036 | 583.0794 | 4.3419 | 0 | 11606.0568 | 86.4236 | 0 | 6279.5387 | 19.7266 | 0 | 509.0469 | 766.0526 | 24.0033 | 10082.686 | 15173.1949 | 475.4328 | 5455.3082 | 3463.3549 | 42.3395 | 509.0469 | 2162.0694 | 32.29 | 10082.686 | 42824.0802 | 639.5676 | 5455.3082 | 9774.8029 | 56.9565
PA | INSIG | INDUSTRIAL | WATRES WATER TR. PLANT | PA0062898 | 001 | 1 | 0% | 0.034019 | 0.034019 | 0.99198 | 0.50081 | 29.918 | 103.2822 | 52.1425 | 3114.9821 | 68.0347 | 19.9953 | 703.5295 | 0.86588 | 0.50245 | 29.9836 | 89.7099 | 52.057 | 3106.4712 | 59.0943 | 19.9626 | 701.6072 | 0.86588 | 0.85193 | 29.9836 | 89.7099 | 88.2652 | 3106.4712 | 59.0943 | 33.8475 | 701.6072
PA | INSIG | INDUSTRIAL | WEABER INC | PA0083747 | 001 | 1 | 0% | 0.015008 | 0.015008 | 5.7725 | 0.89414 | 29.918 | 265.1559 | 41.0715 | 1374.2568 | 170.3413 | 19.8703 | 390.1185 | 5.0395 | 0.89708 | 29.9836 | 230.3474 | 41.0042 | 1370.502 | 147.9796 | 19.8377 | 389.0526 | 5.0395 | 1.5223 | 29.9836 | 230.3474 | 69.581 | 1370.502 | 147.9796 | 33.6631 | 389.0526
PA | INSIG | INDUSTRIAL | WEST CARROLL TWP WAT & SEW AUT | PA0096971 | 001 | 1 | 0% | 0.14226 | 0.14226 | 0.009234 | 0.020315 | 29.918 | 3.0539 | 6.7186 | 9894.649 | 1.7381 | 1.5693 | 890.0718 | 0.0060594 | 0.015482 | 30.0191 | 2.6253 | 6.7076 | 13006.0264 | 1.4941 | 1.5667 | 1169.9553 | 0.0060594 | 0.025603 | 34.7956 | 2.6253 | 11.0926 | 15075.522 | 1.4941 | 2.5909 | 1356.1165
PA | INSIG | INDUSTRIAL | WEST EARL WATER AUTH - NOLT WE | PA0083691 | 001 | 1 | 0% | 0.0046025 | 0.0046025 | 0.52573 | 1.1566 | 0 | 7.4057 | 16.2926 | 0 | 4.6858 | 9.1535 | 0 | 0.45861 | 1.1604 | 24.0033 | 6.4285 | 16.2659 | 336.4601 | 4.0674 | 9.1385 | 138.745 | 0.45861 | 1.9686 | 29.9836 | 6.4285 | 27.5945 | 420.2873 | 4.0674 | 15.5031 | 173.3125
PA | INSIG | INDUSTRIAL | WEST PHARMACEUTICAL SRVCS INC | PA0010421 | 001 | 1 | 0% | 0.045185 | 0.045185 | 49.7674 | 6.1745 | 5.485 | 7040.9413 | 873.5473 | 775.997 | 4405.3248 | 369.8162 | 150.7634 | 44.4486 | 6.3374 | 11.5506 | 6116.7697 | 872.1152 | 1589.5347 | 3827.0959 | 369.21 | 308.8203 | 44.4486 | 10.7543 | 27.2212 | 6116.7697 | 1479.9474 | 3746.0388 | 3827.0959 | 626.5357 | 727.7934
PA | INSIG | INDUSTRIAL | WEST ST CLAIR TWP/PLEASANTVILL | PA0088960 | 001 | 1 | 0% | 0.0032018 | 0.0032018 | 25.9913 | 4.5024 | 0 | 254.6959 | 44.1205 | 0 | 126.0598 | 9.9015 | 0 | 11.0495 | 2.1153 | 24.0033 | 107.7447 | 20.6268 | 234.0592 | 53.3274 | 4.6291 | 21.6744 | 22.6494 | 7.6589 | 59.9671 | 220.8577 | 74.6831 | 584.7475 | 109.3119 | 16.7604 | 54.149
PA | INSIG | INDUSTRIAL | WILBUR CHOCOLATE CO INC | PA0007536 | 001 | 1 | 0% | 0.60033 | 0.60033 | 2.1541 | 1.5439 | 0 | 3957.8137 | 2836.7507 | 0 | 2318.343 | 1649.1617 | 0 | 2.1612 | 1.549 | 24.0033 | 3951.3255 | 2832.1003 | 43886.1024 | 2314.5424 | 1646.4581 | 18058.4761
PA | INSIG | INDUSTRIAL | Wirerope Works Inc | PA0008575 | 001 | 1 | 0% | 0.050027 | 0.050027 | 292.0365 | 0.062618 | 20.328 | 44714.7438 | 9.5876 | 3112.4921 | 36605.4652 | 4.808 | 842.9621 | 254.957 | 0.062824 | 26.1667 | 38845.6215 | 9.5719 | 3986.8032 | 31800.7423 | 4.8002 | 1079.7535 | 254.957 | 0.10692 | 29.9836 | 38845.6215 | 16.2899 | 4568.34 | 31800.7423 | 8.1691 | 1237.2522
PA | INSIG | INDUSTRIAL | WOLVERINE TUBE - SMALL TUBE | PA0034886 | 001 | 1 | 0% | 0.33018 | 0.33018 | 5.8435 | 0.2957 | 0 | 5905.1342 | 298.8164 | 0 | 4223.3582 | 158.7194 | 0 | 5.1017 | 0.29667 | 20.6796 | 5130.146 | 298.3266 | 20795.0837 | 3669.0858 | 158.4592 | 1973.729 | 5.1017 | 0.5033 | 20.6796 | 5130.146 | 506.1132 | 20795.0837 | 3669.0858 | 268.8273 | 1973.729
PA | INSIG | INDUSTRIAL | WOOD-MODE INC | PA0110680 | 001 | 1 | 0% | 0.013808 | 0.013808 | 1.1469 | 0.99727 | 29.918 | 48.4655 | 42.1439 | 1264.3163 | 37.3116 | 13.8609 | 205.2952 | 1.0016 | 1.0005 | 29.9836 | 42.1204 | 42.0748 | 1260.8618 | 32.4269 | 13.8382 | 204.7343 | 1.0016 | 1.6988 | 29.9836 | 42.1204 | 71.4365 | 1260.8618 | 32.4269 | 23.4951 | 204.7343
PA | INSIG | INDUSTRIAL | WPS WESTWOOD GENERATION LLC | PA0061344 | 001 | 1 | 0% | 0.47226 | 0.47226 | 0.17959 | 0.0017959 | 0 | 259.5818 | 2.5958 | 0 | 122.4654 | 1.0457 | 0 | 0.15671 | 0.0018018 | 21.5983 | 225.4018 | 2.5916 | 31064.712 | 106.34 | 1.044 | 8015.2437 | 0.15671 | 0.0036674 | 21.5983 | 225.4018 | 5.2748 | 31064.712 | 106.34 | 2.1249 | 8015.2437
PA | INSIG | INDUSTRIAL | YORK CO SANITARY LANDFILL | PA0081744 | 001 | 1 | 0% | 0.34624 | 0.34624 | 0 | 0 | 0 | 0 | 0 | 0 | 0 | 0 | 0 | 0 | 0 | 15.0308 | 0 | 0 | 15849.7618 | 0 | 0 | 7554.6447
PA | INSIG | INDUSTRIAL | YORK HAVEN POWER CO - YORK HAVEN HYDRO | PA0044628 | 001 | 1 | 0% | 0.24174 | 0.24174 | 0.2214 | 0.02214 | 0 | 175.5995 | 17.5599 | 0 | 138.888 | 7.7047 | 0 | 0.2071 | 0.023812 | 23.5697 | 152.4777 | 17.5312 | 17352.9334 | 120.6001 | 7.6921 | 4309.0957 | 0.2071 | 0.040388 | 28.5428 | 152.4777 | 29.7355 | 21014.364 | 120.6001 | 13.047 | 5218.3054
PA | INSIG | INDUSTRIAL | YORK INTL CORP (OUTFALL 011, NCCW) | PA0008541 | 001 | 1 | 0% | 0.061205 | 0.061205 | 7.313 | 2.183 | 0 | 201.5507 | 60.1644 | 0 | 169.638 | 29.6455 | 0 | 0.9396 | 0.32256 | 29.1411 | 175.1452 | 60.1263 | 5431.9941 | 147.4134 | 29.6268 | 1643.5611 | 0.9396 | 0.54865 | 47.055 | 175.1452 | 102.2693 | 8771.2128 | 147.4134 | 50.3924 | 2653.9102
VA | SIG | MUNICIPAL | ALEXANDRIA | VA0025160 | 001 | 1.0582 | 5.822% | 33.9773 | 35.9554 | 2.6856 | 0.053912 | 7.2128 | 268315.0042 | 5386.319 | 720623.0517 | 268115.1631 | 5164.6898 | 488406.525 | 2.6856 | 0.053912 | 7.2128 | 294083.0488 | 5903.6024 | 789829.1961 | 293864.0157 | 5660.6887 | 535311.3977 | 4.5723 | 0.27334 | 45.5564 | 500690 | 29932 | 4988627 | 500317.0861 | 28700.397 | 3381071.3821
VA | SIG | MUNICIPAL | ALLEGHANY CO. LOWER JACKSON | VA0090671 | 001 | 0.91292 | -8.708% | 0.90048 | 0.82207 | 5.2515 | 0.15774 | 4.999 | 12199.1107 | 366.4251 | 11612.5117 | 6625.4572 | 219.0865 | 5019.1189 | 5.2515 | 0.15774 | 4.999 | 13147.993 | 394.9267 | 12515.7665 | 7140.8045 | 236.1277 | 5409.5205 | 12.7726 | 0.42575 | 127.7264 | 31978.38 | 1065.946 | 319783.8 | 17367.7731 | 637.3318 | 138215.8278
VA | SIG | MUNICIPAL | AMHERST TOWN STP | VA0031321 | 001 | 0.99934 | -0.06639% | 0.24764 | 0.24748 | 2.7444 | 0.68626 | 2.2794 | 2378.3913 | 594.7428 | 1975.4337 | 935.6462 | 359.0425 | 580.4004 | 2.7444 | 0.24244 | 2.2794 | 2068.4878 | 182.7336 | 1718.0354 | 813.7318 | 110.3151 | 504.7744 | 7.2733 | 0.24244 | 72.733 | 5482.008 | 182.7336 | 54820.08 | 2156.5921 | 110.3151 | 16106.6377
VA | SIG | MUNICIPAL | AQUIA | VA0060968 | 001 | 1.0582 | 5.822% | 4.9411 | 5.2287 | 1.4147 | 0.091604 | 2.8309 | 20898.616 | 1353.2257 | 41819.7609 | 18429.6891 | 990.4229 | 21147.0654 | 1.4147 | 0.091604 | 2.8309 | 22528.2048 | 1458.7448 | 45080.6952 | 19866.761 | 1067.6521 | 22796.0273 | 4.59 | 0.27543 | 45.9002 | 73093 | 4386 | 730934.4 | 64457.9172 | 3210.1038 | 369612.7675
VA | SIG | MUNICIPAL | ARLINGTON | VA0025143 | 001 | 1.0582 | 5.822% | 22.2978 | 23.596 | 2.1574 | 0.082068 | 2.8625 | 151051.054 | 5745.9437 | 200418.8665 | 141261.9035 | 5234.48 | 122649.7325 | 2.1574 | 0.082068 | 2.8625 | 155038.9442 | 5897.6421 | 205710.1135 | 144991.3508 | 5372.6753 | 125887.801 | 5.0856 | 0.30514 | 50.8562 | 365467 | 21928 | 3654672 | 341782.2167 | 19976.1229 | 2236538.6598
VA | SIG | MUNICIPAL | ASHLAND | VA0024899 | 001 | 1.038 | 3.796% | 1.3381 | 1.3889 | 7.8605 | 0.75078 | 5.1606 | 39108.0735 | 3735.3468 | 25675.3975 | 22852.718 | 1763.9025 | 7051.2104 | 7.8605 | 0.5759 | 5.1606 | 33249.1617 | 2436 | 21828.88 | 19429.0756 | 1150.326 | 5994.8449 | 8.6401 | 0.5759 | 43.2004 | 36547 | 2436 | 182733.6 | 21356.1602 | 1150.326 | 50183.958
VA | SIG | MUNICIPAL | BERRYVILLE | VA0020532 | 001 | 1.0748 | 7.479% | 0.34946 | 0.37559 | 2.398 | 0.15478 | 7.9781 | 2388.4149 | 154.1562 | 7946.1581 | 2202.4474 | 103.9522 | 3643.5657 | 2.398 | 0.15478 | 7.9781 | 2743.0914 | 177.0482 | 9126.1522 | 2529.508 | 119.389 | 4184.6305 | 7.4552 | 0.55949 | 55.9114 | 8528 | 640 | 63956.76 | 7863.9902 | 431.5713 | 29326.2047
VA | SIG | MUNICIPAL | BLUE PLAINS | DC0021199 | 002 | 1.0582 | 5.822% | 41.6287 | 44.0524 | 3.084 | 0.094865 | 1.0403 | 385261.4886 | 11850.7378 | 129961.536 | 385261.4886 | 11850.7378 | 129961.536 | 3.084 | 0.094865 | 1.0403 | 413765.1568 | 12727.5177 | 139576.773 | 413765.1568 | 12727.5177 | 139576.773 | 4.3339 | 0.19503 | 7.5844 | 581458 | 26166 | 1017552.0516 | 581458 | 26166 | 1017552.0516
VA | SIG | MUNICIPAL | BROAD RUN WRF | VA0091383 | 001 | 1.0582 | 5.822% | 4.3119 | 4.563 | 3.2908 | 0.037206 | 7.9781 | 40708.4652 | 460.255 | 98692.832 | 28853.3478 | 292.1865 | 44346.4686 | 3.2908 | 0.037206 | 7.9781 | 45731.4054 | 517.045 | 110870.3531 | 32413.5076 | 328.2388 | 49818.2952 | 9.6429 | 0.24106 | 72.3215 | 134005 | 3350 | 1005034.8 | 94980.0699 | 2126.7006 | 451600.6212
VA | SIG | MUNICIPAL | BUENA VISTA | VA0020991 | 001 | 1.0987 | 9.873% | 1.3251 | 1.456 | 15.1499 | 2.5043 | 14.2088 | 56704.6583 | 9373.3818 | 53182.1528 | 40555.8534 | 7793.2079 | 32016.5103 | 4.6361 | 0.15454 | 14.2088 | 20557.53 | 685.251 | 63004.7855 | 14702.9926 | 569.7307 | 37929.8929 | 4.6361 | 0.15454 | 46.3611 | 20557.53 | 685.251 | 205575.3 | 14702.9926 | 569.7307 | 123759.6328
VA | SIG | MUNICIPAL | CAPE CHARLES | VA0021288 | 001 | 0.95713 | -4.287% | 0.13563 | 0.12981 | 0.91652 | 0.079181 | 0.86913 | 436.1223 | 37.678 | 413.5748 | 420.823 | 32.711 | 92.9613 | 0.91652 | 0.079181 | 0.86913 | 362.3502 | 31.3046 | 343.6167 | 349.6388 | 27.1778 | 77.2364 | 7.7044 | 0.57669 | 57.7757 | 3046 | 228 | 22842 | 2939.1451 | 197.9433 | 5134.3106
VA | SIG | MUNICIPAL | CAROLINE COUNTY REGIONAL | VA0073504 | 001 | 1.1048 | 10.48% | 0.40798 | 0.45074 | 2.7631 | 0.14443 | 3.734 | 3685.515 | 192.6457 | 4980.5028 | 1283.4662 | 67.3178 | 213.2876 | 2.7631 | 0.14443 | 3.734 | 3793.0857 | 198.2686 | 5125.8709 | 1320.9273 | 69.2827 | 219.513 | 6.656 | 0.44363 | 33.2786 | 9137 | 609 | 45683.4 | 3181.9247 | 212.808 | 1956.3697
VA | SIG | MUNICIPAL | COLONIAL BEACH | VA0026409 | 001 | 1.0081 | 0.8055% | 0.76852 | 0.77471 | 0.99423 | 0.15871 | 4.652 | 2282.6255 | 364.3883 | 10680.2699 | 2063.2928 | 255.4309 | 2157.9464 | 0.99423 | 0.15871 | 4.652 | 2345.8166 | 374.4759 | 10975.9372 | 2120.412 | 262.5021 | 2217.6859 | 7.7447 | 0.77434 | 77.4484 | 18273 | 1827 | 182733.6 | 16517.1858 | 1280.7001 | 36921.2873
VA | SIG | MUNICIPAL | COVINGTON | VA0025542 | 001 | 1.1511 | 15.11% | 2.0156 | 2.3203 | 13.2833 | 0.24117 | 8.321 | 89438.4632 | 1623.8175 | 56026.539 | 57623.1198 | 1416.2603 | 42128.32 | 3.8788 | 0.12929 | 8.321 | 27410.04 | 913.668 | 58801.2043 | 17659.6507 | 796.8825 | 44214.6882 | 3.8788 | 0.12929 | 38.7882 | 27410.04 | 913.668 | 274100.4 | 17659.6507 | 796.8825 | 206105.7061
VA | SIG | MUNICIPAL | CREWE STP | VA0020303 | 001 | 1.0726 | 7.264% | 0.24173 | 0.25929 | 3.3422 | 0.093022 | 3.6256 | 2397.8585 | 66.7397 | 2601.2253 | 858.6073 | 20.5378 | 196.0482 | 3.3422 | 0.093022 | 3.6256 | 2639.2286 | 73.4577 | 2863.0664 | 945.0353 | 22.6051 | 215.7826 | 5.7851 | 0.19284 | 57.8507 | 4568.34 | 152.278 | 45683.4 | 1635.7971 | 46.8605 | 3443.0505
VA | SIG | MUNICIPAL | CULPEPER | VA0061590 | 001 | 1.1098 | 10.98% | 3.0531 | 3.3883 | 1.2277 | 0.026344 | 1.9803 | 11600.745 | 248.9399 | 18712.4522 | 7400.3511 | 246.0937 | 13415.2507 | 1.2277 | 0.026344 | 1.9803 | 12668.6572 | 271.8562 | 20435.036 | 8081.5941 | 268.7479 | 14650.1981 | 7.0831 | 0.53123 | 53.1233 | 73093 | 5482 | 548200.8 | 46627.5112 | 5419.322 | 393013.7582
VA | SIG | MUNICIPAL | DAHLGREN (DAHLGREN SANITARY DISTRICT) | VA0026514 | 001 | 1.063 | 6.301% | 0.26059 | 0.27701 | 2.7375 | 0.26609 | 5.7962 | 2261.7397 | 219.8405 | 4788.8052 | 1844.299 | 152.3788 | 974.3274 | 2.7375 | 0.26609 | 5.7962 | 2309.5099 | 224.4838 | 4889.9497 | 1883.2525 | 155.5971 | 994.9062 | 10.8304 | 1.0834 | 108.3002 | 9137 | 914 | 91366.8 | 7450.6186 | 633.5237 | 18589.4343
VA | SIG | MUNICIPAL | DALE CITY #1 | VA0024724 | 001 | 1.083 | 8.299% | 2.6994 | 2.9234 | 2.4159 | 0.10677 | 1.5412 | 20247.0072 | 894.8156 | 12916.2976 | 18392.0533 | 722.6805 | 6353.9323 | 2.4159 | 0.10677 | 1.5412 | 21509.5081 | 950.6117 | 13721.6925 | 19538.8887 | 767.7432 | 6750.1314 | 4.7205 | 0.28326 | 47.2052 | 42029 | 2522 | 420287.28 | 38178.4627 | 2036.8446 | 206752.5101
VA | SIG | MUNICIPAL | DALE CITY #8 | VA0024678 | 001 | 1.083 | 8.299% | 2.8625 | 3.1001 | 2.7376 | 0.10762 | 5.4045 | 24147.1755 | 949.2268 | 47670.1915 | 20193.5633 | 766.6247 | 23450.464 | 2.7376 | 0.10762 | 5.4045 | 25847.5573 | 1016.0689 | 51027.0032 | 21615.5419 | 820.6084 | 25101.7851 | 4.4515 | 0.26712 | 44.5147 | 42029 | 2522 | 420287.28 | 35147.6002 | 2036.8446 | 206752.5101
VA | SIG | MUNICIPAL | DOC Powhatan CC | VA0020699 | 001 | 1.0779 | 7.791% | 0.23876 | 0.25736 | 1.9566 | 0.11931 | 4.2581 | 1020.7927 | 62.2467 | 2221.4573 | 795.7843 | 35.6005 | 621.6892 | 1.9566 | 0.11931 | 4.2581 | 1533.611 | 93.5178 | 3337.4567 | 1195.5646 | 53.4852 | 934.0088 | 5.4788 | 0.18263 | 54.7875 | 4294.2396 | 143.1413 | 42942.396 | 3347.6813 | 81.8661 | 12017.7071
VA | SIG | MUNICIPAL | DOSWELL | VA0029521 | 001 | 1.0376 | 3.764% | 0.25358 | 0.26312 | 17.9214 | 1.7943 | 11.243 | 15803.5185 | 1582.2606 | 9914.3366 | 9354.1143 | 712.3529 | 1730.9534 | 17.9214 | 1.5199 | 11.243 | 14361.3997 | 1218 | 9009.6235 | 8500.5231 | 548.3583 | 1572.9987 | 22.8026 | 1.5199 | 114.0152 | 18273 | 1218 | 91366.8 | 10815.8023 | 548.3583 | 15951.8161
VA | SIG | MUNICIPAL | FAIRVIEW BEACH | VA0092134 | 001 | 1.3094 | 30.94% | 0.047053 | 0.061611 | 3.8684 | 1.5955 | 3.2601 | 591.3668 | 243.9061 | 498.3763 | 591.3668 | 243.9061 | 498.3763 | 3.8684 | 0.97527 | 3.2601 | 725.8667 | 183 | 611.7265 | 725.8667 | 183 | 611.7265 | 9.7367 | 0.97527 | 97.3854 | 1827 | 183 | 18273.36 | 1827 | 183 | 18273.36
VA | SIG | MUNICIPAL | FALLING CREEK | VA0024996 | 001 | 1.038 | 3.802% | 8.6749 | 9.0047 | 4.6451 | 0.46276 | 2.0368 | 136960.5637 | 13644.5669 | 60055.1306 | 113705.3722 | 12430.1745 | 21643.779 | 3.3649 | 0.11216 | 2.0368 | 92280.468 | 3076.0156 | 55857.9668 | 76611.7244 | 2802.2444 | 20131.1274 | 3.3649 | 0.11216 | 33.6492 | 92280.468 | 3076.0156 | 922804.68 | 76611.7244 | 2802.2444 | 332577.4225
VA | SIG | MUNICIPAL | FARMVILLE | VA0083135 | 001 | 1.082 | 8.199% | 1.3827 | 1.4961 | 2.7668 | 0.16181 | 2.2222 | 11689.2409 | 683.6051 | 9388.3209 | 3818.31 | 204.5373 | 712.2029 | 2.7668 | 0.16042 | 2.2222 | 12606.6395 | 730.9344 | 10125.1379 | 4117.9798 | 218.6985 | 768.0982 | 4.8125 | 0.16042 | 48.1254 | 21928.032 | 730.9344 | 219280.32 | 7162.8281 | 218.6985 | 16634.7188
VA | SIG | MUNICIPAL | FISHERSVILLE | VA0025291 | 001 | 1.0478 | 4.78% | 1.3155 | 1.3784 | 3.5582 | 0.11952 | 3.4592 | 14093.9914 | 473.4006 | 13701.9469 | 5403.6486 | 381.8169 | 10081.8676 | 3.5582 | 0.11952 | 3.4592 | 14937.6253 | 501.7373 | 14522.1139 | 5727.0986 | 404.6715 | 10685.3449 | 11.6075 | 0.87064 | 87.0559 | 48729 | 3655 | 365467.2 | 18682.7411 | 2947.9063 | 268910.0995
VA | SIG | MUNICIPAL | FMC | VA0068110 | 001 | 1.0582 | 5.818% | 2.0434 | 2.1623 | 7.7901 | 0.17618 | 1.6111 | 56800.4867 | 1284.6072 | 11747.2306 | 43187.5287 | 565.6129 | 1227.0664 | 7.7901 | 0.17618 | 1.6111 | 51301.4082 | 1160.2393 | 10609.935 | 39006.3742 | 510.8537 | 1108.2692 | 9.9893 | 0.74922 | 74.9195 | 65784 | 4934 | 493380.72 | 50018.0289 | 2172.4417 | 51536.4778
VA | SIG | MUNICIPAL | FORT A.P. HILL (WILCOX CAMP SITE) | VA0032034 | 001 | 1.1048 | 10.48% | 0.067384 | 0.074447 | 22.5589 | 0.18197 | 4.6249 | 4197.7412 | 33.86 | 860.6002 | 2665.2366 | 15.1081 | 50.8781 | 22.5589 | 0.18197 | 4.6249 | 5114.8535 | 41.2576 | 1048.622 | 3247.531 | 18.4089 | 61.9938 | 28.4784 | 2.1347 | 213.5745 | 6457 | 484 | 48424.404 | 4099.6888 | 215.958 | 2862.8174
VA | SIG | MUNICIPAL | FREDERICKSBURG | VA0025127 | 001 | 1.0582 | 5.821% | 2.9544 | 3.1264 | 7.9226 | 0.54065 | 2.6304 | 74628.6 | 5092.7295 | 24777.3411 | 74628.6 | 5092.7295 | 24777.3411 | 5.7574 | 0.43186 | 2.6304 | 54820 | 4112 | 25045.5953 | 54820 | 4112 | 25045.5953 | 5.7574 | 0.43186 | 43.1806 | 54820 | 4112 | 411150.6 | 54820 | 4112 | 411150.6
VA | SIG | MUNICIPAL | FRONT ROYAL | VA0062812 | 001 | 1.0774 | 7.738% | 3.498 | 3.7687 | 8.3716 | 0.81417 | 4.1765 | 96839.7239 | 9418.113 | 48312.7696 | 88998.9639 | 7520.4584 | 33295.6755 | 4.2455 | 0.31844 | 4.1765 | 48729 | 3655 | 47937.3947 | 44783.5902 | 2918.5544 | 33036.9787 | 4.2455 | 0.31844 | 31.8411 | 48729 | 3655 | 365467.2 | 44783.5902 | 2918.5544 | 251868.7582
VA | SIG | MUNICIPAL | FWSA OPEQUON | VA0065552 | 001 | 1.1137 | 11.37% | 7.1753 | 7.9915 | 2.2412 | 0.13802 | 2.5292 | 51333.3076 | 3161.1202 | 57928.1699 | 35674.1569 | 2415.1336 | 32728.4182 | 2.2412 | 0.13802 | 2.5292 | 54548.4346 | 3359.1087 | 61556.3488 | 37908.5141 | 2566.3992 | 34778.2767 | 5.0065 | 0.473 | 47.3005 | 121851 | 11512 | 1151221.68 | 84680.53 | 8795.3055 | 650420.4186
VA | SIG | MUNICIPAL | GORDONSVILLE | VA0021105 | 001 | 1.0417 | 4.168% | 0.20085 | 0.20922 | 2.2864 | 0.968 | 3.9703 | 1059 | 448.3627 | 1838.9814 | 164.6142 | 77.9482 | 86.2952 | 2.2864 | 0.968 | 3.9703 | 1456.8786 | 616.8177 | 2529.9081 | 226.4617 | 107.2343 | 118.7173 | 26.9568 | 1.7969 | 134.7835 | 17177 | 1145 | 85884.792 | 2670.0457 | 199.0592 | 4030.1898
VA | SIG | MUNICIPAL | H.L. MOONEY | VA0025101 | 001 | 1.0582 | 5.822% | 13.5583 | 14.3477 | 2.9023 | 0.064079 | 7.9781 | 122660.9436 | 2708.1487 | 337179.0374 | 122660.9436 | 2708.1487 | 337179.0374 | 2.9023 | 0.064079 | 7.9781 | 126822.371 | 2800.026 | 348618.2619 | 126822.371 | 2800.026 | 348618.2619 | 5.0182 | 0.3011 | 50.1824 | 219280 | 13157 | 2192803.2 | 219280 | 13157 | 2192803.2
VA | SIG | MUNICIPAL | HARRISONBURG-ROCKINGHAM (NORTH RIVER REGIONAL) | VA0060640 | 001 | 1.0674 | 6.737% | 12.2493 | 13.0745 | 2.6391 | 0.20824 | 1.0786 | 99600.0159 | 7859.0726 | 40706.7714 | 73549.9032 | 6577.9988 | 34385.1652 | 2.6391 | 0.20824 | 1.0786 | 105085.266 | 8291.8936 | 42948.6066 | 77600.5012 | 6940.2675 | 36278.852 | 6.3635 | 0.47726 | 47.7265 | 253391 | 19004 | 1900429.44 | 187117.2747 | 15906.2392 | 1605300.0023
VA | SIG | MUNICIPAL | HAYMOUNT STP | VA0089125 | 001 | 1.1048 | 10.48% |  | 0.58 | 4.0002 | 0.30004 | 30.0001 | 7066 | 530 | 52993 | 4808.0321 | 145.5103 | 1449.8339 | 4.0002 | 0.30004 | 30.0001 | 7066 | 530 | 52993 | 4808.0321 | 145.5103 | 1449.8339 | 4.0002 | 0.30004 | 30.0001 | 7066 | 530 | 52993 | 4808.0321 | 145.5103 | 1449.8339
VA | SIG | MUNICIPAL | HAYNESVILLE CORRECTIONAL CENTER | VA0023469 | 001 | 1.0318 | 3.18% | 0.10459 | 0.10792 | 3.2387 | 0.1876 | 2.4738 | 1157.3226 | 67.0364 | 883.9961 | 846.0383 | 16.5593 | 45.7136 | 3.2387 | 0.1876 | 2.4738 | 1064.4516 | 61.657 | 813.0586 | 778.1468 | 15.2305 | 42.0453 | 8.5254 | 0.63895 | 63.9386 | 2802 | 210 | 21014.364 | 2048.348 | 51.874 | 1086.7053
VA | SIG | MUNICIPAL | HENRICO COUNTY | VA0063690 | 001 | 1.038 | 3.802% | 39.1005 | 40.5871 | 4.3041 | 0.19962 | 0.30992 | 548568.4575 | 25442.393 | 39500.0371 | 520090.7877 | 23878.7747 | 8194.3182 | 4.3041 | 0.18479 | 0.30992 | 532031.4789 | 22841.7 | 38309.2809 | 504412.2884 | 21437.9131 | 7947.2948 | 5.5436 | 0.18479 | 55.4364 | 685251 | 22841.7 | 6852510 | 649677.7704 | 21437.9131 | 1421559.3668
VA | SIG | MUNICIPAL | HOPEWELL | VA0066630 | 001 | 1.038 | 3.802% | 25.7359 | 26.7144 | 22.3625 | 0.98201 | 46.2949 | 1734835.4098 | 76182.5749 | 3591455.6031 | 1734270.0269 | 75896.2198 | 2782571.0923 | 16.8449 | 0.5615 | 46.2949 | 1370502 | 45683.4 | 3766559.4782 | 1370055.3534 | 45511.6852 | 2918237.2497 | 16.8449 | 0.5615 | 140.3907 | 1370502 | 45683.4 | 11422219 | 1370055.3534 | 45511.6852 | 8849653.1524
VA | SIG | MUNICIPAL | HOPYARD FARMS STP | VA0089338 | 001 | 1.3094 | 30.94% | 0.07152 | 0.093647 | 6.6729 | 1.7351 | 8.4547 | 2997.1114 | 779.2994 | 3797.4487 | 2502.8011 | 499.225 | 887.7246 | 6.6729 | 1.6023 | 8.4547 | 1903.1515 | 457 | 2411.3618 | 1589.2668 | 292.7576 | 563.7009 | 21.3563 | 1.6023 | 160.1757 | 6091 | 457 | 45683.4 | 5086.4181 | 292.7576 | 10679.349
VA | SIG | MUNICIPAL | HRSD-ARMY BASE | VA0081230 | 001 | 1.0367 | 3.673% | 10.3848 | 10.7663 | 8.0933 | 0.87497 | 5.4422 | 249912.9964 | 27018.0656 | 168048.2685 | 249912.9964 | 27018.0656 | 168048.2685 | 5.0157 | 0.16719 | 5.4422 | 164460.24 | 5482.008 | 178445.3397 | 164460.24 | 5482.008 | 178445.3397 | 5.0157 | 0.16719 | 50.1566 | 164460.24 | 5482.008 | 1644602.4 | 164460.24 | 5482.008 | 1644602.4
VA | SIG | MUNICIPAL | HRSD-BOAT HARBOR | VA0081256 | 001 | 1.0233 | 2.333% | 14.8263 | 15.1722 | 16.4589 | 0.55599 | 7.0418 | 789282.4901 | 26662.441 | 337690.4662 | 789282.4901 | 26662.441 | 337690.4662 | 4.9432 | 0.16477 | 7.0418 | 228417 | 7613.9 | 325389.5356 | 228417 | 7613.9 | 325389.5356 | 4.9432 | 0.16477 | 49.4324 | 228417 | 7613.9 | 2284170 | 228417 | 7613.9 | 2284170
VA | SIG | MUNICIPAL | HRSD-CHESAPEAKE/ELIZABETH | VA0081264 | 001 | 1.0492 | 4.917% | 17.9426 | 18.8248 | 29.3504 | 1.3802 | 18.7808 | 1715892.9519 | 80690.007 | 1097973.9434 | 1715892.9519 | 80690.007 | 1097973.9434 | 3.8247 | 0.12749 | 18.7808 | 219280.32 | 7309.344 | 1076745.2498 | 219280.32 | 7309.344 | 1076745.2498 | 3.8247 | 0.12749 | 38.2474 | 219280.32 | 7309.344 | 2192803.2 | 219280.32 | 7309.344 | 2192803.2
VA | SIG | MUNICIPAL | HRSD-JAMES RIVER | VA0081272 | 001 | 1.0233 | 2.333% | 13.2191 | 13.5275 | 7.5866 | 0.74961 | 3.6516 | 315420.2051 | 31165.732 | 151817.0441 | 312677.4056 | 30387.1528 | 53229.6214 | 4.4354 | 0.14785 | 3.6516 | 182733.6 | 6091.12 | 150439.9148 | 181144.6034 | 5938.9522 | 52746.7766 | 4.4354 | 0.14785 | 44.3542 | 182733.6 | 6091.12 | 1827336 | 181144.6034 | 5938.9522 | 640694.8836
VA | SIG | MUNICIPAL | HRSD-NANSEMOND | VA0081299 | 001 | 1.1694 | 16.94% | 17.3717 | 20.3153 | 7.2346 | 1.2463 | 5.6723 | 429601.7456 | 74004.8518 | 336831.1761 | 429601.7456 | 74004.8518 | 336831.1761 | 4.4302 | 0.14767 | 5.6723 | 274100.4 | 9136.68 | 350954.7735 | 274100.4 | 9136.68 | 350954.7735 | 4.4302 | 0.14767 | 44.3015 | 274100.4 | 9136.68 | 2741004 | 274100.4 | 9136.68 | 2741004
VA | SIG | MUNICIPAL | HRSD-VIP | VA0081281 | 001 | 1.0367 | 3.673% | 31.3123 | 32.4625 | 8.231 | 0.92355 | 6.6644 | 843126.0634 | 94602.2052 | 682653.2708 | 841766.607 | 94249.5471 | 528235.1895 | 3.6966 | 0.12322 | 6.6644 | 365467.2 | 12182.24 | 658886.9227 | 364877.9207 | 12136.827 | 509844.8559 | 3.6966 | 0.12322 | 36.9657 | 365467.2 | 12182.24 | 3654672 | 364877.9207 | 12136.827 | 2827974.9605
VA | SIG | MUNICIPAL | HRSD-WILLIAMSBURG | VA0081302 | 001 | 1.1757 | 17.57% | 8.7049 | 10.2343 | 6.1639 | 0.68681 | 3.8089 | 157974.9494 | 17602.2321 | 97617.8745 | 153846.9218 | 17513.1912 | 57560.2333 | 6.1639 | 0.21985 | 3.8089 | 192124.659 | 6852.51 | 118720.094 | 187104.2687 | 6817.8466 | 70003.1253 | 6.5955 | 0.21985 | 65.9546 | 205575.3 | 6852.51 | 2055753 | 200203.4324 | 6817.8466 | 1212171.6728
VA | SIG | MUNICIPAL | HRSD-YORK | VA0081311 | 001 | 1.1367 | 13.67% | 12.6742 | 14.4064 | 4.5008 | 0.28115 | 1.5089 | 176148.2232 | 11003.4915 | 59053.2031 | 173367.9877 | 10569.2112 | 25158.7668 | 4.5008 | 0.28115 | 1.5089 | 197472.8054 | 12335.579 | 66202.2102 | 194355.9933 | 11848.7246 | 28204.4983 | 6.2889 | 0.41926 | 31.4445 | 275927 | 18395 | 1379638.68 | 271571.9062 | 17668.9953 | 587775.1928
VA | SIG | MUNICIPAL | KILMARNOCK | VA0020788 | 001 | 1.0083 | 0.8294% | 0.2124 | 0.21416 | 3.5482 | 0.28378 | 2.9234 | 2245.9928 | 179.6336 | 1850.5031 | 2048.318 | 127.0645 | 320.2442 | 3.5482 | 0.28378 | 2.9234 | 2314.2447 | 185.0924 | 1906.7367 | 2110.5629 | 130.9258 | 329.9759 | 9.3387 | 0.70067 | 70.0418 | 6091 | 457 | 45683.4 | 5554.9177 | 323.2605 | 7905.8733
VA | SIG | MUNICIPAL | LAKE MONTICELLO STP | VA0024945 | 001 | 1.084 | 8.401% | 0.69856 | 0.75724 | 35.3609 | 3.2568 | 6.7636 | 73259.0381 | 6747.2488 | 14012.4004 | 53182.3762 | 3858.9262 | 4778.5499 | 3.9419 | 0.1314 | 6.7636 | 9090.9966 | 303.0332 | 15598.3303 | 6599.6062 | 173.3125 | 5319.3884 | 3.9419 | 0.1314 | 39.4192 | 9090.9966 | 303.0332 | 90909.966 | 6599.6062 | 173.3125 | 31002.3833
VA | SIG | MUNICIPAL | LEESBURG | VA0092282 | 001 | 1.0582 | 5.82% | 4.2565 | 4.5042 | 4.8622 | 0.4532 | 1.3102 | 60769.196 | 5664.1821 | 16375.2215 | 45855.3729 | 3731.4706 | 8532.3779 | 4.8622 | 0.4532 | 1.3102 | 66699.6094 | 6216.9447 | 17973.2652 | 50330.3592 | 4095.6215 | 9365.0453 | 8.8805 | 0.66606 | 66.6041 | 121822 | 9137 | 913668 | 91924.7514 | 6019.3063 | 476070.5477
VA | SIG | MUNICIPAL | LEXINGTON-ROCKBRIDGE REGIONAL STP | VA0088161 | 001 | 1.1211 | 12.11% | 0.92708 | 1.0393 | 4.2538 | 0.24284 | 2.2615 | 11413.967 | 651.6055 | 6068.2825 | 6516.4143 | 535.8856 | 4356.9897 | 4.2538 | 0.24284 | 2.2615 | 13464.7309 | 768.6804 | 7158.5795 | 7687.2278 | 632.1689 | 5139.8163 | 8.6594 | 0.28865 | 86.5939 | 27410.04 | 913.668 | 274100.4 | 15648.8252 | 751.4079 | 196802.4125
VA | SIG | MUNICIPAL | LITTLE FALLS RUN | VA0076392 | 001 | 1.0582 | 5.82% | 3.0605 | 3.2386 | 3.4992 | 0.18689 | 1.7283 | 34101.7611 | 1821.4201 | 16843.7825 | 31375.6118 | 1489.3923 | 6694.8073 | 3.4992 | 0.18689 | 1.7283 | 34513.5208 | 1843.4127 | 17047.1617 | 31754.4547 | 1507.3759 | 6775.6433 | 9.8808 | 0.74102 | 74.1058 | 97458 | 7309 | 730934.4 | 89667.0515 | 5976.638 | 290520.5489
VA | SIG | MUNICIPAL | LOW MOOR | VA0027979 | 001 | 0.91292 | -8.708% | 0.16707 | 0.15252 | 3.7691 | 1.6788 | 6.8568 | 1816.6215 | 809.1607 | 3304.8331 | 978.7438 | 483.7992 | 1428.4033 | 3.7691 | 0.32783 | 6.8568 | 1750.7337 | 152.278 | 3184.9688 | 943.2453 | 91.0474 | 1376.596 | 9.835 | 0.32783 | 98.3496 | 4568.34 | 152.278 | 45683.4 | 2461.2912 | 91.0474 | 19745.1183
VA | SIG | MUNICIPAL | LURAY | VA0062642 | 001 | 0.99286 | -0.7145% | 1.1174 | 1.1094 | 1.3913 | 0.15786 | 1.0644 | 3643.5277 | 413.4061 | 2787.5752 | 2817.2818 | 329.3327 | 1828.354 | 1.3913 | 0.15786 | 1.0644 | 4700.6658 | 533.3523 | 3596.3661 | 3634.6919 | 424.8858 | 2358.8351 | 5.7691 | 0.43271 | 43.2673 | 19492 | 1462 | 146186.88 | 15071.7827 | 1164.6768 | 95883.105
VA | SIG | MUNICIPAL | LYNCHBURG | VA0024970 | 001 | 0.99934 | -0.06639% | 11.3623 | 11.3547 | 6.7157 | 0.75431 | 6.0389 | 246919.9001 | 27734.2962 | 222038.5961 | 202253.5893 | 22863.0269 | 135107.2277 | 6.7157 | 0.75431 | 6.0389 | 232237.6834 | 26085.1746 | 208835.858 | 190227.2965 | 21503.558 | 127073.5553 | 16.1343 | 0.80671 | 60.5035 | 557946.592 | 27897.3296 | 2092300 | 457017.4411 | 22997.425 | 1273133.8491
VA | SIG | MUNICIPAL | Marshall WWTP | VA0031763 | 001 | 1.1033 | 10.33% | 0.23865 | 0.26331 | 4.6457 | 0.26325 | 4.0903 | 3584.1028 | 203.0964 | 3155.6618 | 1384.4876 | 184.0024 | 1694.3327 | 4.6457 | 0.26325 | 4.0903 | 3725.5385 | 211.111 | 3280.1904 | 1439.1222 | 191.2635 | 1761.1944 | 9.7227 | 0.72948 | 72.917 | 7797 | 585 | 58474.752 | 3011.8696 | 530.0017 | 31396.1663
VA | SIG | MUNICIPAL | MASSANUTTEN PUBLIC SERVICE STP | VA0024732 | 001 | 1.0674 | 6.737% | 0.70728 | 0.75493 | 7.69 | 2.3655 | 8.976 | 17259.408 | 5309.1762 | 20145.777 | 10441.5594 | 1959.0893 | 2756.4361 | 7.69 | 0.5963 | 8.976 | 17680.6047 | 1371 | 20637.4124 | 10696.3741 | 505.8998 | 2823.7039 | 7.9476 | 0.5963 | 59.6082 | 18273 | 1371 | 137050.2 | 11054.7601 | 505.8998 | 18751.8268
VA | SIG | MUNICIPAL | MASSAPONAX | VA0025658 | 001 | 1.0582 | 5.821% | 6.0779 | 6.4317 | 3.3348 | 0.24293 | 1.7015 | 67096.2835 | 4887.735 | 34233.1991 | 61732.4992 | 3996.7468 | 13606.4848 | 3.3348 | 0.24293 | 1.7015 | 65323.1948 | 4758.5715 | 33328.5515 | 60101.1541 | 3891.1287 | 13246.9194 | 4.9753 | 0.37313 | 37.3151 | 97458 | 7309 | 730934.4 | 89667.0515 | 5976.638 | 290520.5489
VA | SIG | MUNICIPAL | MIDDLE RIVER | VA0064793 | 001 | 1.0417 | 4.166% | 3.3644 | 3.5046 | 2.101 | 0.15911 | 4.4162 | 24000.3789 | 1817.6375 | 50448.2162 | 9932.4888 | 1454.3981 | 37426.2495 | 2.101 | 0.15911 | 4.4162 | 22424.6174 | 1698.2993 | 47136.0035 | 9280.3644 | 1358.9086 | 34969.0031 | 7.7612 | 0.5821 | 58.2093 | 82839 | 6213 | 621294.24 | 34282.6855 | 4971.3847 | 460922.4074
VA | SIG | MUNICIPAL | MONTROSS - WESTMORELAND | VA0072729 | 001 | 1.0352 | 3.519% | 0.049749 | 0.051499 | 13.3553 | 1.1334 | 4.0435 | 2106.7779 | 178.7993 | 637.8541 | 1346.935 | 84.0258 | 110.707 | 10.0992 | 0.75871 | 4.0435 | 1584 | 119 | 634.1976 | 1012.7052 | 55.9234 | 110.0723 | 10.0992 | 0.75871 | 75.729 | 1584 | 119 | 11877.684 | 1012.7052 | 55.9234 | 2061.5095
VA | SIG | MUNICIPAL | MOORES CREEK-RIVANNA AUTHORITY | VA0025518 | 001 | 1.1118 | 11.18% | 9.83 | 10.929 | 2.0041 | 0.23058 | 1.2891 | 56511.5765 | 6501.7708 | 36350.4691 | 43216.6858 | 4895.8164 | 17349.0894 | 2.0041 | 0.13725 | 1.2891 | 66706.92 | 4568.34 | 42908.5151 | 51013.4769 | 3439.9481 | 20479.0662 | 4.1175 | 0.13725 | 41.1747 | 137050.2 | 4568.34 | 1370502 | 104807.8253 | 3439.9481 | 654103.2959
VA | SIG | MUNICIPAL | Mt Jackson STP | VA0026441 | 001 | 1.0326 | 3.261% | 0.3496 | 0.361 | 5.1085 | 0.18994 | 3.9676 | 5982.1585 | 222.4198 | 4646.1061 | 5937.6134 | 169.725 | 2881.1968 | 5.1085 | 0.18994 | 3.9676 | 5616.5142 | 208.825 | 4362.1246 | 5574.6918 | 159.351 | 2705.0909 | 7.7566 | 0.58211 | 58.1716 | 8528 | 640 | 63956.76 | 8464.4976 | 488.3738 | 39661.6025
VA | SIG | MUNICIPAL | NAVAL SURFACE WARFARE CENTER-DAHLGREN | VA0021067 | 001 | 1.3094 | 30.94% | 0.30245 | 0.39602 | 2.4457 | 0.49534 | 5.9177 | 2917.3611 | 590.8521 | 7058.7941 | 2593.7485 | 409.5392 | 1436.178 | 2.4457 | 0.49534 | 5.9177 | 2949.8335 | 597.4288 | 7137.3638 | 2622.6188 | 414.0977 | 1452.1638 | 5.4539 | 0.54556 | 54.5425 | 6578 | 658 | 65784.096 | 5848.3255 | 456.0816 | 13384.3927
VA | SIG | MUNICIPAL | NOMAN M. COLE JR. POLLUTION CONTROL PLANT | VA0025364 | 001 | 1.0582 | 5.822% | 37.8639 | 40.0684 | 2.1515 | 0.073217 | 0.76302 | 242592.3955 | 8255.6387 | 86035.5597 | 224092.0568 | 6596.5005 | 39978.178 | 2.1515 | 0.073217 | 0.76302 | 262546.8825 | 8934.708 | 93112.4323 | 242524.7947 | 7139.097 | 43266.5911 | 5.0164 | 0.30098 | 50.1642 | 612158 | 36729 | 6121575.6 | 565474.2188 | 29347.5619 | 2844514.9827
VA | SIG | MUNICIPAL | OAKLAND PARK STP | VA0086789 | 001 | 1.3094 | 30.94% | 0.046273 | 0.060589 | 16.1535 | 1.101 | 2.872 | 3677.9376 | 250.6863 | 653.9159 | 3373.145 | 160.5915 | 152.8651 | 9.2453 | 0.69366 | 2.872 | 1706 | 128 | 529.9602 | 1564.6229 | 81.9978 | 123.8881 | 9.2453 | 0.69366 | 69.3196 | 1706 | 128 | 12791.352 | 1564.6229 | 81.9978 | 2990.2177
VA | SIG | MUNICIPAL | ONANCOCK | VA0021253 | 001 | 0.97343 | -2.657% | 0.17295 | 0.16835 | 1.8351 | 0.11193 | 6.8891 | 1036.6733 | 63.2302 | 3891.6625 | 894.9363 | 50.0587 | 543.4321 | 1.8351 | 0.11193 | 6.8891 | 940.9298 | 57.3904 | 3532.242 | 812.2831 | 45.4354 | 493.2426 | 17.8202 | 1.336 | 133.6469 | 9137 | 685 | 68525.1 | 7887.7629 | 542.3076 | 9568.8518
VA | SIG | MUNICIPAL | ORANGE | VA0021385 | 001 | 1.0417 | 4.168% | 0.93097 | 0.96977 | 1.9707 | 0.14046 | 1.1435 | 4921.0404 | 350.7449 | 2855.4511 | 5442.6527 | 372.3887 | 2357.8119 | 1.9707 | 0.14046 | 1.1435 | 5820.3735 | 414.8444 | 3377.2924 | 6437.3119 | 440.4438 | 2788.7083 | 12.3741 | 0.92805 | 92.8053 | 36547 | 2741 | 274100.4 | 40420.8486 | 2910.1423 | 226331.0276
VA | SIG | MUNICIPAL | PARHAM LANDING WWTP | VA0088331 | 001 | 1.1683 | 16.83% | 0.1867 | 0.21812 | 3.6397 | 0.22288 | 2.9946 | 3071.2812 | 188.0703 | 2526.9028 | 2477.0153 | 65.8347 | 237.2886 | 3.6397 | 0.22288 | 2.9946 | 2417.7843 | 148.0533 | 1989.2369 | 1949.9644 | 51.8266 | 186.7991 | 55.0172 | 3.6671 | 275.0837 | 36547 | 2436 | 182733.6 | 29475.4771 | 852.7313 | 17159.5823
VA | SIG | MUNICIPAL | PARKINS MILL | VA0075191 | 001 | 1.1137 | 11.37% | 1.9336 | 2.1535 | 3.1927 | 0.23938 | 8.7928 | 20396.027 | 1529.2413 | 56171.6244 | 14692.024 | 1168.3586 | 31736.0002 | 3.1927 | 0.23938 | 8.7928 | 20939.8256 | 1570.0139 | 57669.2713 | 15083.7425 | 1199.5093 | 32582.1449 | 9.287 | 0.69648 | 69.6529 | 60911 | 4568 | 456834 | 43876.48 | 3490.0066 | 258103.3407
VA | SIG | MUNICIPAL | PROCTORS CREEK | VA0060194 | 001 | 1.038 | 3.802% | 13.6648 | 14.1843 | 5.1411 | 0.42897 | 3.8684 | 225841.0954 | 18844.1705 | 169932.2018 | 216088.9833 | 17167.0036 | 61243.3106 | 5.1411 | 0.19035 | 3.8684 | 222091.2989 | 8223.012 | 167110.6995 | 212501.1079 | 7491.1483 | 60226.4454 | 5.7105 | 0.19035 | 57.1054 | 246690.36 | 8223.012 | 2466903.6 | 236037.9496 | 7491.1483 | 889068.3571
VA | SIG | MUNICIPAL | PURCELLVILLE | VA0022802 | 001 | 1.028 | 2.796% | 0.61111 | 0.6282 | 0.95121 | 0.15917 | 7.9781 | 1931.0803 | 323.1331 | 16196.7053 | 1284.1944 | 201.4543 | 5905.6023 | 0.95121 | 0.15917 | 7.9781 | 1819.8692 | 304.5238 | 15263.9352 | 1210.2375 | 189.8525 | 5565.498 | 9.5509 | 0.71659 | 71.6333 | 18273 | 1371 | 137050.2 | 12151.7915 | 854.737 | 49970.9025
VA | SIG | MUNICIPAL | PURKINS CORNER STP | VA0070106 | 001 | 1.3094 | 30.94% | 0.067018 | 0.087752 | 8.0511 | 1.163 | 2.6938 | 1628.8239 | 235.295 | 544.98 | 1100.2829 | 99.1842 | 69.0278 | 4.101 | 0.41159 | 2.6938 | 1096 | 110 | 719.9254 | 740.3563 | 46.3684 | 91.1866 | 4.101 | 0.41159 | 41.0246 | 1096 | 110 | 10964.016 | 740.3563 | 46.3684 | 1388.7154
VA | SIG | MUNICIPAL | QUANTICO-MAINSIDE | VA0028363 | 001 | 1.083 | 8.299% | 0.84022 | 0.90995 | 1.515 | 0.040712 | 0.41982 | 3531.0599 | 94.8917 | 978.5281 | 3291.9213 | 60.3524 | 338.9174 | 1.515 | 0.040712 | 0.41982 | 4198.3753 | 112.8248 | 1163.4547 | 3914.0432 | 71.7581 | 402.9675 | 7.2533 | 0.43518 | 72.5318 | 20101 | 1206 | 201006.96 | 18739.6738 | 767.0319 | 69619.6249
VA | SIG | MUNICIPAL | RAPIDAN STP | VA0090948 | 001 | 1.169 | 16.9% | 0.095165 | 0.11125 | 13.2875 | 1.6724 | 6.2908 | 4229.0909 | 532.2956 | 2002.2012 | 5139.4391 | 591.0916 | 2053.9027 | 13.2875 | 1.6174 | 6.2908 | 4502.0187 | 548 | 2131.4149 | 5471.117 | 608.5308 | 2186.453 | 21.5722 | 1.6174 | 161.7992 | 7309 | 548 | 54820.08 | 8882.3251 | 608.5308 | 56235.6618
VA | SIG | MUNICIPAL | REEDVILLE | VA0060712 | 001 | 0.98544 | -1.456% | 0.092278 | 0.090934 | 7.587 | 1.5894 | 6.5089 | 2538 | 531.694 | 2177.3742 | 2538 | 531.694 | 2177.3742 | 7.587 | 0.66078 | 6.5089 | 2101.168 | 183 | 1802.6119 | 2101.168 | 183 | 1802.6119 | 8.796 | 0.66078 | 65.9819 | 2436 | 183 | 18273.36 | 2436 | 183 | 18273.36
VA | SIG | MUNICIPAL | REMINGTON REGIONAL | VA0076805 | 001 | 1.1407 | 14.07% | 0.8832 | 1.0074 | 2.0533 | 0.11945 | 2.6336 | 5301.5809 | 308.4122 | 6799.8627 | 4746.7172 | 280.6221 | 3349.0823 | 2.0533 | 0.11945 | 2.6336 | 6299.8837 | 366.4871 | 8080.2962 | 5640.5375 | 333.464 | 3979.7241 | 7.9409 | 0.59547 | 59.5581 | 24364 | 1827 | 182734 | 21814.0626 | 1662.3745 | 90000.525
VA | SIG | MUNICIPAL | RICHMOND | VA0063177 | 001 | 1.038 | 3.802% | 52.8233 | 54.8316 | 2.5071 | 0.21318 | 1.723 | 438792.4864 | 37309.9924 | 301552.3269 | 438792.4864 | 37309.9924 | 301552.3269 | 2.5071 | 0.21318 | 1.723 | 418667.8267 | 35598.817 | 287722.0127 | 418667.8267 | 35598.817 | 287722.0127 | 8.1267 | 0.40633 | 30.4751 | 1357101.536 | 67855.0768 | 5089131 | 1357101.536 | 67855.0768 | 5089131
VA | SIG | MUNICIPAL | ROUND HILL WWTP | VA0026212 | 001 | 1.6293 | 62.93% | 0.23478 | 0.38253 | 3.1255 | 0.14016 | 1.9428 | 2613.4944 | 117.1978 | 1624.5676 | 1710.9276 | 73.0659 | 592.3458 | 3.1255 | 0.14016 | 1.9428 | 3641.2309 | 163.285 | 2263.4163 | 2383.7366 | 101.7985 | 825.2812 | 7.8428 | 0.58798 | 58.8192 | 9137 | 685 | 68525.1 | 5981.5492 | 427.0568 | 24985.4513
VA | SIG | MUNICIPAL | SIL MRRS | VA0090263 | 001 | 1.0674 | 6.737% | 1.7799 | 1.8998 | 6.4112 | 0.19042 | 3.6949 | 39171.8931 | 1163.4846 | 22575.9269 | 34240.4299 | 947.5365 | 17591.634 | 5.0952 | 0.19042 | 3.6949 | 29481 | 1101.7924 | 21378.8693 | 25769.5514 | 897.2947 | 16658.8617 | 5.0952 | 0.38213 | 38.2144 | 29481 | 2211 | 221107.656 | 25769.5514 | 1800.6282 | 172291.7062
VA | SIG | MUNICIPAL | SOUTH CENTRAL | VA0025437 | 001 | 1.038 | 3.802% | 12.2416 | 12.707 | 12.2971 | 0.69132 | 8.7121 | 488628.4983 | 27469.5711 | 346174.7122 | 469394.6147 | 26225.1693 | 94342.1635 | 5.4301 | 0.181 | 8.7121 | 210143.64 | 7004.788 | 337156.0257 | 201871.7559 | 6687.4634 | 91884.3225 | 5.4301 | 0.181 | 54.3008 | 210143.64 | 7004.788 | 2101436.4 | 201871.7559 | 6687.4634 | 572699.4186
VA | SIG | MUNICIPAL | SOUTH WALES STP | VA0080527 | 001 | 1.1098 | 10.98% | 0.054431 | 0.060408 | 2.2883 | 0.099264 | 3.3026 | 364.8214 | 15.8256 | 526.5398 | 209.9385 | 15.0696 | 414.1078 | 2.2883 | 0.099264 | 3.3026 | 420.9907 | 18.2622 | 607.6079 | 242.2615 | 17.3898 | 477.8655 | 59.5944 | 4.4679 | 446.9585 | 10964 | 822 | 82230.12 | 6309.2953 | 782.7299 | 64671.5311
VA | SIG | MUNICIPAL | STONEY CREEK STP | VA0028380 | 001 | 1.0326 | 3.261% | 0.4139 | 0.4274 | 3.2403 | 0.5835 | 7.5111 | 3995.8159 | 719.5512 | 9262.4324 | 2872.0921 | 549.0781 | 5743.9263 | 3.2403 | 0.421 | 7.5111 | 4217.803 | 548 | 9777.0057 | 3031.6508 | 418.1701 | 6063.0294 | 5.6151 | 0.421 | 42.115 | 7309 | 548 | 54820.08 | 5253.5256 | 418.1701 | 33995.6593
VA | SIG | MUNICIPAL | STRASBURG | VA0020311 | 001 | 1.0326 | 3.261% | 0.78707 | 0.81273 | 13.5343 | 1.599 | 5.2265 | 29171.9933 | 3446.4619 | 11265.2335 | 26420.4011 | 2449.6923 | 5576.5772 | 4.8234 | 0.36158 | 5.2265 | 11939 | 895 | 12936.8013 | 10812.8768 | 636.1523 | 6404.0458 | 4.8234 | 0.36158 | 36.1742 | 11939 | 895 | 89539.464 | 10812.8768 | 636.1523 | 44324.3132
VA | SIG | MUNICIPAL | STUARTS DRAFT | VA0066877 | 001 | 1.0478 | 4.78% | 1.0727 | 1.124 | 2.7068 | 0.16917 | 5.6539 | 8173.237 | 510.7956 | 17071.8749 | 2797.5842 | 367.4939 | 6910.8691 | 2.7068 | 0.16917 | 5.6539 | 9266.0144 | 579.09 | 19354.4173 | 3171.6265 | 416.6286 | 7834.8656 | 14.2348 | 1.0677 | 106.7612 | 48729 | 3655 | 365467.2 | 16679.252 | 2629.604 | 147944.8509
VA | SIG | MUNICIPAL | TANGIER ISLAND | VA0067423 | 001 | 0.97343 | -2.657% | 0.06443 | 0.062718 | 9.0937 | 1.473 | 3.1092 | 1653.5723 | 267.8518 | 565.3678 | 1653.5723 | 267.8518 | 565.3678 | 6.3766 | 0.47641 | 3.1092 | 1218 | 91 | 593.8931 | 1218 | 91 | 593.8931 | 6.3766 | 0.47641 | 47.8332 | 1218 | 91 | 9136.68 | 1218 | 91 | 9136.68
VA | SIG | MUNICIPAL | TAPPAHANNOCK | VA0071471 | 001 | 0.98472 | -1.528% | 0.37326 | 0.36756 | 1.8629 | 0.057629 | 0.99727 | 2086.4607 | 64.5459 | 1116.9612 | 1813.0204 | 32.8452 | 181.5347 | 1.8629 | 0.057629 | 0.99727 | 2085.3462 | 64.5115 | 1116.3646 | 1812.052 | 32.8277 | 181.4377 | 8.7063 | 0.65301 | 65.2956 | 9746 | 731 | 73093.44 | 8468.7419 | 371.9808 | 11879.5479
VA | SIG | MUNICIPAL | TOTOPOTOMOY | VA0089915 | 001 | 1.0844 | 8.436% | 2.6799 | 2.9059 | 6.0774 | 0.11433 | 0.77294 | 54026.6624 | 1016.3927 | 6871.2506 | 40425.375 | 565.0485 | 656.68 | 6.0774 | 0.11433 | 0.77294 | 53785.6701 | 1011.8589 | 6840.6006 | 40245.0529 | 562.528 | 653.7508 | 20.6476 | 1.3765 | 103.2377 | 182734 | 12182 | 913668 | 136730.4614 | 6772.4033 | 87318.5349
VA | SIG | MUNICIPAL | UPPER OCCOQUAN SEWAGE AUTHORITY | VA0024988 | 001 | 1.0582 | 5.822% | 32.2681 | 34.1467 | 11.7483 | 0.051565 | 9.5688 | 1151671.7554 | 5054.8269 | 938011.9406 | 341652.5348 | 204.3123 | 4178.0277 | 11.7483 | 0.051565 | 9.5688 | 1221775.4995 | 5362.5207 | 995109.9364 | 362449.3649 | 216.749 | 4432.3496 | 12.6513 | 0.15814 | 47.4424 | 1315682 | 16446 | 4933807.2 | 390307.471 | 664.7348 | 21975.8215
VA | SIG | MUNICIPAL | URBANNA | VA0026263 | 001 | 1.0684 | 6.838% | 0.053696 | 0.057368 | 20.9947 | 4.632 | 12.8174 | 3066.3115 | 676.5132 | 1872.0039 | 1115.9424 | 28.0687 | 12.0852 | 6.9712 | 0.52084 | 12.8174 | 1218 | 91 | 2239.4243 | 443.2745 | 3.7756 | 14.4571 | 6.9712 | 0.52084 | 52.294 | 1218 | 91 | 9136.68 | 443.2745 | 3.7756 | 58.984
VA | SIG | MUNICIPAL | Vint Hill Farms Station WWTP | VA0020460 | 001 | 1.0679 | 6.793% | 0.2268 | 0.2422 | 1.9879 | 0.11622 | 3.6671 | 1456.0537 | 85.1219 | 2685.9362 | 416.5425 | 28.5372 | 90.785 | 1.9879 | 0.11622 | 3.6671 | 1466.3689 | 85.7249 | 2704.9644 | 419.4935 | 28.7394 | 91.4282 | 15.6893 | 1.1767 | 117.6708 | 11573 | 868 | 86798.46 | 3310.7618 | 290.9982 | 2933.8006
VA | SIG | MUNICIPAL | WARRENTON | VA0021172 | 001 | 1.0114 | 1.136% | 1.862 | 1.8832 | 3.1896 | 0.22258 | 4.0926 | 16809.9392 | 1173.0412 | 21568.5725 | 7772.9938 | 1062.7586 | 11580.562 | 3.1896 | 0.22258 | 4.0926 | 18293.695 | 1276.5816 | 23472.3565 | 8459.0893 | 1156.5647 | 12602.7385 | 5.3102 | 0.39823 | 39.8259 | 30456 | 2284 | 228417 | 14082.9955 | 2069.2714 | 122641.2747
VA | SIG | MUNICIPAL | WARSAW | VA0026891 | 001 | 1.0318 | 3.18% | 0.14832 | 0.15304 | 3.2225 | 0.1609 | 1.4637 | 1485.1453 | 74.1554 | 674.5634 | 1297.0426 | 38.2606 | 131.052 | 3.2225 | 0.1609 | 1.4637 | 1501.9356 | 74.9937 | 682.1897 | 1311.7063 | 38.6931 | 132.5336 | 7.842 | 0.58788 | 58.81 | 3655 | 274 | 27410.04 | 3192.072 | 141.3707 | 5325.1321
VA | SIG | MUNICIPAL | WAYNESBORO | VA0025151 | 001 | 1.0585 | 5.848% | 2.5517 | 2.7009 | 0.77302 | 0.063565 | 7.9781 | 7216.0831 | 593.3752 | 74475.2064 | 4524.285 | 495.7092 | 53037.0871 | 0.77302 | 0.063565 | 7.9781 | 6358.7471 | 522.8769 | 65626.8773 | 3986.7589 | 436.8144 | 46735.8007 | 5.9239 | 0.44433 | 44.4292 | 48729 | 3655 | 365467.2 | 30551.7382 | 3053.4086 | 260265.3506
VA | SIG | MUNICIPAL | WEST POINT | VA0075434 | 001 | 1.0705 | 7.053% | 0.42036 | 0.45001 | 14.5097 | 2.5534 | 20.8948 | 20900.8689 | 3678.0686 | 30098.5936 | 20900.8689 | 3678.0686 | 30098.5936 | 7.9998 | 0.53337 | 20.8948 | 10964 | 731 | 28637.0091 | 10964 | 731 | 28637.0091 | 7.9998 | 0.53337 | 39.9992 | 10964 | 731 | 54820.08 | 10964 | 731 | 54820.08
VA | SIG | MUNICIPAL | WEYERS CAVE STP | VA0022349 | 001 | 1.0478 | 4.78% | 0.253 | 0.2651 | 19.7494 | 2.4373 | 2.6165 | 16672.2697 | 2057.5095 | 2208.7911 | 12227.0288 | 1638.0102 | 1641.0606 | 7.5442 | 0.56603 | 2.6165 | 6091 | 457 | 2112.4551 | 4466.9882 | 363.8237 | 1569.486 | 7.5442 | 0.56603 | 56.5828 | 6091 | 457 | 45683.4 | 4466.9882 | 363.8237 | 33941.2938
VA | SIG | MUNICIPAL | WILDERNESS SHORES | VA0083411 | 001 | 1.0364 | 3.639% | 0.79123 | 0.82002 | 1.8311 | 0.17202 | 2.7473 | 3990.0733 | 374.8293 | 5986.528 | 2928.085 | 348.1642 | 3724.7056 | 1.8311 | 0.17202 | 2.7473 | 4573.0943 | 429.5986 | 6861.2666 | 3355.9305 | 399.0372 | 4268.9516 | 6.0975 | 0.45727 | 45.7305 | 15228 | 1142 | 114208.5 | 11174.9522 | 1060.7587 | 71058.3905
VA | SIG | MUNICIPAL | WOODSTOCK | VA0026468 | 001 | 1.0326 | 3.261% | 0.55956 | 0.5778 | 1.0572 | 0.059957 | 7.9781 | 1845.344 | 104.6596 | 13926.4698 | 1609.8025 | 79.8641 | 8636.2428 | 1.0572 | 0.059957 | 7.9781 | 1860.3122 | 105.5086 | 14039.4321 | 1622.8601 | 80.5119 | 8706.2943 | 13.8453 | 1.0382 | 103.8414 | 24364 | 1827 | 182733.6 | 21254.155 | 1394.1547 | 113318.8643
VA | SIG | INDUSTRIAL | Bear Island Paper Co. | VA0077763 | 001 | 1 | 0% | 4.4322 | 4.4322 | 2.9233 | 0.27632 | 7.9781 | 42919.4427 | 4056.9647 | 117135.5418 | 26241.2824 | 2306.0054 | 31281.4274 | 3.4773 | 0.56069 | 13.4895 | 46938.0633 | 7568.4496 | 182086.1073 | 28698.2984 | 4301.9565 | 48626.6871 | 3.5062 | 0.75809 | 28.4287 | 47328 | 10233 | 383741 | 28936.7088 | 5816.5045 | 102479.282
VA | SIG | INDUSTRIAL | BWXT | VA0003697 | 001 | 1 | 0% | 0.39268 | 0.39268 | 80.637 | 0.67137 | 14.959 | 96624.7925 | 804.4757 | 17924.9146 | 76804.5771 | 437.8152 | 9450.2761 | 116.4196 | 0.45315 | 12.153 | 139228.4237 | 541.9305 | 14534 | 110669.1143 | 294.9317 | 7662.5366 | 140.7267 | 1.1205 | 12.153 | 168297.6456 | 1340.0464 | 14534 | 133775.4956 | 729.2858 | 7662.5366
VA | SIG | INDUSTRIAL | COORS SHENANDOAH BREWERY | VA0073245 | 001 | 1 | 0% | 1.2526 | 1.2526 | 3.7349 | 0.63552 | 1.7034 | 13242.2821 | 2253.2551 | 6039.3455 | 10274.1578 | 1792.9311 | 3246.0158 | 3.5008 | 0.49353 | 9.9917 | 13354.7792 | 1882.7006 | 38116.1196 | 10361.4397 | 1498.0782 | 20486.5785 | 14.3704 | 1.0779 | 48.4143 | 54820 | 4112 | 184690 | 42532.6483 | 3271.9475 | 99266.8252
VA | SIG | INDUSTRIAL | DOMINION VIRGINIA POWER-CHESTERFIELD | VA0004146 | 001 | 1 | 0% | 5.8895 | 5.8895 | 1.9589 | 0.082389 | 9.9746 | 52566.4332 | 2210.9297 | 267669.6542 | 52566.4332 | 2210.9297 | 267669.6542 | 1.8479 | 0.010303 | 13.5204 | 33144.6607 | 184.8 | 242511.2626 | 33144.6607 | 184.8 | 242511.2626 | 17.6639 | 0.010303 | 68.767 | 316832.4 | 184.8 | 1233451.8 | 316832.4 | 184.8 | 1233451.8
VA | SIG | INDUSTRIAL | DUPONT-SPRUANCE | VA0004669 | 001 | 1 | 0% | 25.5878 | 25.5878 | 2.2774 | 0.12043 | 7.9781 | 225328.7813 | 11915.4331 | 789367.7658 | 213252.105 | 10854.9369 | 284486.9587 | 2.3223 | 0.088259 | 11.3346 | 180971.774 | 6877.9222 | 883300 | 171272.447 | 6265.774 | 318339.9951 | 2.3223 | 0.088259 | 11.3346 | 180971.774 | 6877.9222 | 883300 | 171272.447 | 6265.774 | 318339.9951
VA | SIG | INDUSTRIAL | DUPONT-WAYNESBORO | VA0002160 | 001 | 1 | 0% | 0.32064 | 0.32064 | 2.555 | 0.062117 | 5.9525 | 2385.7273 | 58.0008 | 5558.1053 | 1430.7505 | 46.7552 | 4040.7768 | 3.9097 | 1.0332 | 11.8247 | 3817.9597 | 1009 | 11547.1448 | 2289.6782 | 813.3685 | 8394.8454 | 80.8381 | 1.0332 | 90.4528 | 78941 | 1009 | 88330 | 47341.9055 | 813.3685 | 64216.4541
VA | SIG | INDUSTRIAL | GEORGE'S CHICKEN INC | VA0077402 | 001 | 1 | 0% | 1.2203 | 1.2203 | 2.4517 | 0.14439 | 4.3636 | 9905.4428 | 583.3566 | 17629.9542 | 8866.1994 | 445.1501 | 10932.8902 | 4.3719 | 0.23131 | 10.0335 | 16247.8217 | 859.6538 | 37288.5517 | 14543.1588 | 655.9882 | 23123.8061 | 8.3589 | 0.41788 | 28.0891 | 31065 | 1553 | 104390 | 27805.7722 | 1185.0696 | 64735.5289
VA | SIG | INDUSTRIAL | GEORGIA PACIFIC CORPORATION | VA0003026 | 001 | 1 | 0% | 6.5961 | 6.5961 | 5.0712 | 0.91802 | 18.3075 | 132492.3526 | 23984.6862 | 478310.9554 | 86325.5913 | 18425.5803 | 157849.4906 | 4.2416 | 0.55061 | 19.3705 | 85209.7982 | 11061.2582 | 389131.6184 | 55518.572 | 8497.5096 | 128419.0275 | 5.4876 | 2.1753 | 246.9088 | 110240.4399 | 43698.9131 | 4960131 | 71827.3241 | 33570.497 | 1636914.5277
VA | SIG | INDUSTRIAL | GIANT REFINERY-YORKTOWN | VA0003018 | 001 | 1 | 0% | 0.11043 | 0.11043 | 0.87476 | 0.10307 | 7.9781 | 460.729 | 54.2852 | 4202.0384 | 401.4026 | 46.5758 | 1529.3773 | 4.8565 | 0.45797 | 12.8375 | 1633.3724 | 154.0277 | 4317.6028 | 1423.049 | 132.1532 | 1571.4382 | 496.9187 | 52.5944 | 477.5092 | 167128 | 17689 | 160600 | 145607.5458 | 15176.8648 | 58452.1045
VA | SIG | INDUSTRIAL | GREIF BROS CORP-RIVERVILLE | VA0006408 | 001 | 1 | 0% | 4.6004 | 4.6004 | 7.0936 | 0.63104 | 9.8693 | 130424.0786 | 11602.3746 | 181457.1349 | 94522.9157 | 8090.6939 | 77192.5753 | 4.705 | 0.61372 | 17.8394 | 65921.1462 | 8598.6563 | 249944.5534 | 47775.3725 | 5996.1084 | 106327.3912 | 4.705 | 1.8651 | 290.691 | 65921.1462 | 26130.9048 | 4072816 | 47775.3725 | 18221.8865 | 1732591.8658
VA | SIG | INDUSTRIAL | HONEYWELL | VA0005291 | 001 | 1 | 0% | 84.167 | 84.167 | 2.4073 | 0.14008 | 7.9781 | 708122.6358 | 41206.2933 | 2346847.4579 | 707891.8586 | 41051.4071 | 1818279.4433 | 3.1631 | 0.1202 | 9.3978 | 810812.2628 | 30811.9486 | 2409000 | 810548.019 | 30696.1327 | 1866433.6977 | 3.8298 | 0.17711 | 9.3978 | 981717.9926 | 45400.772 | 2409000 | 981398.0507 | 45230.1196 | 1866433.6977
VA | SIG | INDUSTRIAL | JH MILES | VA0003263 | 001 | 1 | 0% | 0.056259 | 0.056259 | 208.798 | 43.7102 | 14.959 | 1083.1296 | 226.7449 | 77.5992 | 1083.1296 | 226.7449 | 77.5992 | 169.0998 | 42.3438 | 17.1067 | 28973.8351 | 7255.261 | 2931.0903 | 28973.8351 | 7255.261 | 2931.0903 | 806.2884 | 110.4406 | 3490.1026 | 138150.807 | 18923.0706 | 598000 | 138150.807 | 18923.0706 | 598000
VA | SIG | INDUSTRIAL | LEES COMMERCIAL CARPET | VA0004677 | 001 | 1 | 0% | 0.2321 | 0.2321 | 4.2141 | 0.24597 | 38.9445 | 2556.0374 | 149.1939 | 23621.5231 | 1836.8956 | 126.1116 | 10299.9083 | 5.5873 | 0.35098 | 24.1052 | 3949.4144 | 248.0942 | 17039.0422 | 2838.2456 | 209.7106 | 7429.6891 | 38.7771 | 15.1661 | 556.6434 | 27410.04 | 10720.3712 | 393470 | 19698.218 | 9061.7824 | 171568.3149
VA | SIG | INDUSTRIAL | MERCK & COMPANY INC.-STONEWALL PLANT-ELKTON | VA0002178 | 001 | 1 | 0% | 0.86743 | 0.86743 | 1.9687 | 1.216 | 2.6955 | 3615.0288 | 2232.8294 | 4949.6658 | 2704.8165 | 1776.6782 | 2660.3368 | 5.8832 | 0.77439 | 11.2995 | 15542.3685 | 2045.7918 | 29851.1496 | 11629.0233 | 1627.8511 | 16044.3384 | 16.5927 | 1.6595 | 820.6842 | 43835 | 4384 | 2168100 | 32797.9765 | 3488.3799 | 1165306.2092
VA | SIG | INDUSTRIAL | OMEGA PROTEIN INC | VA0003867 | 001 | 1 | 0% | 0.028865 | 0.028865 | 28.862 | 0.66492 | 14.959 | 2739 | 63.101 | 1419.6104 | 2504.2491 | 37.5142 | 279.6931 | 57.3044 | 1.781 | 18.4014 | 5037.678 | 156.565 | 1617.6805 | 4605.9147 | 93.0795 | 318.717 | 241.3011 | 18.0979 | 4013.5636 | 21213 | 1591 | 352836 | 19394.9017 | 945.8654 | 69516.1016
VA | SIG | INDUSTRIAL | PHILLIP MORRIS-PARK 500 | VA0026557 | 001 | 1 | 0% | 0.8639 | 0.8639 | 17.5772 | 0.54502 | 14.959 | 38743.0377 | 1201.3186 | 32972.0965 | 37224.76 | 1181.4004 | 16462.1566 | 14.6596 | 0.61993 | 14.5826 | 38570.2874 | 1631.0627 | 38367.592 | 37058.7796 | 1604.0192 | 19155.9949 | 47.7952 | 0.88622 | 62.4274 | 125751.7815 | 2331.6807 | 164250 | 120823.7704 | 2293.0208 | 82005.9845
VA | SIG | INDUSTRIAL | PILGRIM'S PRIDE - ALMA | VA0001961 | 001 | 1 | 0% | 0 | 0 | [5 empty] | 0 |  |  | 0 |  |  |  | 0 | 0 | 0 | 0 | 0 | 0 |  |  |  | 18273 | 914 | 61028 | 13948.1718 | 685.4158 | 33072.0914
VA | SIG | INDUSTRIAL | PILGRIMS PRIDE-HINTON | VA0002313 | 001 | 1 | 0% | 0.78806 | 0.78806 | 7.4973 | 0.65432 | 3.8235 | 18528.7438 | 1617.0634 | 9449.3714 | 8592.834 | 1254.2107 | 6130.8518 | 8.0538 | 0.57123 | 10.1391 | 19329.8237 | 1371 | 24334.6852 | 8964.3404 | 1063.3614 | 15788.6004 | 11.4204 | 0.57123 | 27.7693 | 27410 | 1371 | 66649 | 12711.5784 | 1063.3614 | 43242.5739
VA | SIG | INDUSTRIAL | R.J. REYNOLDS (BROWN & WILLIAMSON) | VA0002780 | 001 | 1 | 0% | 0.075248 | 0.075248 | 3.5202 | 1.0833 | 14.959 | 749 | 230.4859 | 3182.8329 | 749 | 230.4859 | 3182.8329 | 3.8155 | 1.0258 | 15.0038 | 874.4 | 235.0772 | 3438.4411 | 874.4 | 235.0772 | 3438.4411 | 100.4682 | 7.3677 | 714.8014 | 23024.4336 | 1688.4585 | 163812 | 23024.4336 | 1688.4585 | 163812
VA | SIG | INDUSTRIAL | SHORE HOSPITAL | VA0027537 | 001 | 1 | 0% | 0.039348 | 0.039348 | 19.3157 | 1.0394 | 9.6993 | 2401.3044 | 129.2121 | 1205.8011 | 2185.462 | 114.4476 | 375.8644 | 10.1637 | 0.75936 | 12.529 | 1218 | 91 | 1501.4478 | 1108.5195 | 80.6018 | 468.0214 | 10.1637 | 0.75936 | 76.2418 | 1218 | 91 | 9136.68 | 1108.5195 | 80.6018 | 2848.0256
VA | SIG | INDUSTRIAL | SMURFIT STONE | VA0003115 | 001 | 1 | 0% | 18.4691 | 18.4691 | 6.534 | 1.1376 | 9.7111 | 337359.2512 | 58735.9893 | 501401.4734 | 298926.3069 | 56605.5057 | 120923.6953 | 4.1809 | 0.86347 | 14.0447 | 235172.4897 | 48569.2049 | 789994.5003 | 208380.9577 | 46807.493 | 190524.0796 | 4.6077 | 0.99625 | 231.6584 | 259177 | 56038 | 13030500 | 229650.8045 | 54005.3785 | 3142583.9277
VA | SIG | INDUSTRIAL | TYSON FOODS, INC. | VA0004031 | 001 | 1 | 0% | 0.66715 | 0.66715 | 6.1208 | 0.11135 | 1.7459 | 13012.6632 | 236.7278 | 3711.7992 | 1230.5258 | 10.0526 | 0.34201 | 6.857 | 0.13417 | 9.3664 | 13932.3048 | 272.6129 | 19031 | 1317.4905 | 11.5765 | 1.7535 | 8.6608 | 0.18348 | 9.3664 | 17597.2457 | 372.8009 | 19031 | 1664.0609 | 15.831 | 1.7535
VA | SIG | INDUSTRIAL | TYSON FOODS, INC.-TEMPERANCEVILLE | VA0004049 | 001 | 1 | 0% | 0.98716 | 0.98716 | 3.6583 | 0.14975 | 7.5035 | 11843.1098 | 484.7756 | 24291.2197 | 8907.191 | 386.6111 | 2367.1723 | 3.3106 | 0.13667 | 11.0098 | 9953.3354 | 410.8969 | 33100.648 | 7485.8936 | 327.6925 | 3225.6485 | 7.5976 | 0.37985 | 20.2747 | 22842 | 1142 | 60955 | 17179.4454 | 910.7512 | 5940.0471
VA | SIG | INDUSTRIAL | WESTVACO CORPORATION-COVINGTON HALL | VA0003646 | 001 | 1 | 0% | 24.0184 | 24.0184 | 3.7406 | 0.49798 | 29.3056 | 310179.8643 | 41293.1293 | 2430065.1738 | 166728.222 | 35819.0779 | 980330.6801 | 4.5004 | 0.72177 | 25.7345 | 329201.4223 | 52796.8247 | 1882465.4088 | 176952.7108 | 45797.7781 | 759419.3828 | 4.8525 | 1.9235 | 186.6177 | 354960.018 | 140704.872 | 13651000 | 190798.4995 | 122052.2362 | 5507051.5221
VA | INSIG | MUNICIPAL | 7 Eleven 20412 | VAG406221 | 001 | 1.083 | 8.299% | 0.00070038 | 0.00075851 | 18.6489 | 2.4932 | 14.959 | 39.9756 | 5.3443 | 32.066 | 21.5422 | 2.8315 | 3.7356 | 18.6489 | 2.4932 | 14.959 | 43.0804 | 5.7594 | 34.5564 | 23.2153 | 3.0515 | 4.0257 | 24.6537 | 3.296 | 39.5515 | 56.952 | 7.6139 | 91.3668 | 30.6905 | 4.034 | 10.6439
VA | INSIG | MUNICIPAL | 7-Eleven 32269 | VAG401854 | 001 | 1.0748 | 7.479% | 0.00070038 | 0.00075276 | 18.6489 | 2.4932 | 14.959 | 39.9756 | 5.3443 | 32.066 | 31.2235 | 3.6038 | 14.7033 | 18.6489 | 2.4932 | 14.959 | 42.7542 | 5.7158 | 34.2948 | 33.3938 | 3.8543 | 15.7253 | 24.8418 | 3.3211 | 39.8531 | 56.952 | 7.6139 | 91.3668 | 44.4831 | 5.1343 | 41.8946
VA | INSIG | MUNICIPAL | Abbott Jeffrey L Residence | VAG408287 | 001 | 0.99286 | -0.7145% | 0.00070038 | 0.00069538 | 18.6489 | 2.4932 | 14.959 | 39.9756 | 5.3443 | 32.066 | 34.781 | 4.2575 | 21.0319 | 18.6489 | 2.4932 | 14.959 | 39.495 | 5.2801 | 31.6805 | 34.3629 | 4.2063 | 20.7791 | 26.8918 | 3.5952 | 43.1419 | 56.952 | 7.6139 | 91.3668 | 49.5514 | 6.0655 | 59.9269
VA | INSIG | MUNICIPAL | Abel Roy T and Ellen M Residence Lot 72 | VAG401572 | 001 | 1.1137 | 11.37% | 0.00070038 | 0.00078004 | 18.6489 | 2.4932 | 14.959 | 39.9756 | 5.3443 | 32.066 | 31.4341 | 3.8044 | 22.8462 | 18.6489 | 2.4932 | 14.959 | 44.3037 | 5.923 | 35.5377 | 34.8374 | 4.2163 | 25.3198 | 23.973 | 3.2049 | 38.4593 | 56.952 | 7.6139 | 91.3668 | 44.7831 | 5.42 | 65.0966
VA | INSIG | MUNICIPAL | Accomack County - Kegotank Elementary School | VA0027162 | 001 | 0.97343 | -2.657% | 0.0063035 | 0.006136 | 18.6489 | 2.4932 | 14.959 | 359.7804 | 48.099 | 288.5939 | 262.8286 | 38.3592 | 28.1234 | 18.6489 | 2.4932 | 14.959 | 348.5005 | 46.591 | 279.5458 | 254.5883 | 37.1566 | 27.2417 | 27.4285 | 3.6669 | 44.0029 | 512.5677 | 68.5251 | 822.3012 | 374.4436 | 54.6491 | 80.133
VA | INSIG | MUNICIPAL | Accomack County - Pungoteague Elementary | VA0027171 | 001 | 0.97343 | -2.657% | 0.0063035 | 0.006136 | 18.6489 | 2.4932 | 14.959 | 359.7804 | 48.099 | 288.5939 | 341.5332 | 38.5038 | 58.6581 | 18.6489 | 2.4932 | 14.959 | 348.5005 | 46.591 | 279.5458 | 330.8253 | 37.2966 | 56.819 | 27.4285 | 3.6669 | 44.0029 | 512.5677 | 68.5251 | 822.3012 | 486.5714 | 54.8551 | 167.1367
VA | INSIG | MUNICIPAL | Acker James B and William H Residence | VAG408263 | 001 | 1.0674 | 6.737% | 0.00070038 | 0.00074757 | 18.6489 | 2.4932 | 14.959 | 39.9756 | 5.3443 | 32.066 | 18.8594 | 4.1451 | 20.8048 | 18.6489 | 2.4932 | 14.959 | 42.459 | 5.6763 | 34.058 | 20.031 | 4.4026 | 22.0972 | 25.0145 | 3.3442 | 40.1303 | 56.952 | 7.6139 | 91.3668 | 26.8684 | 5.9054 | 59.2797
VA | INSIG | MUNICIPAL | Acker James B and William H Residence 2 | VAG408273 | 001 | 1.0674 | 6.737% | 0.00070038 | 0.00074757 | 18.6489 | 2.4932 | 14.959 | 39.9756 | 5.3443 | 32.066 | 18.8594 | 4.1451 | 20.8048 | 18.6489 | 2.4932 | 14.959 | 42.459 | 5.6763 | 34.058 | 20.031 | 4.4026 | 22.0972 | 25.0145 | 3.3442 | 40.1303 | 56.952 | 7.6139 | 91.3668 | 26.8684 | 5.9054 | 59.2797
VA | INSIG | MUNICIPAL | Adams Jimmy Residence | VAG407235 | 001 | 1.082 | 8.199% | 0.00070038 | 0.00075781 | 18.6489 | 2.4932 | 14.959 | 39.9756 | 5.3443 | 32.066 | 16.186 | 1.6376 | 2.5812 | 18.6489 | 2.4932 | 14.959 | 43.0406 | 5.7541 | 34.5246 | 17.427 | 1.7632 | 2.7791 | 24.6765 | 3.299 | 39.588 | 56.952 | 7.6139 | 91.3668 | 23.0596 | 2.3331 | 7.3546
VA | INSIG | MUNICIPAL | Adamy Paul and Karen Residence | VAG401823 | 001 | 1.0326 | 3.261% | 0.00070038 | 0.00072322 | 18.6489 | 2.4932 | 14.959 | 39.9756 | 5.3443 | 32.066 | 34.4323 | 4.0782 | 19.8851 | 18.6489 | 2.4932 | 14.959 | 41.0765 | 5.4915 | 32.9491 | 35.3806 | 4.1905 | 20.4328 | 25.8564 | 3.4567 | 41.4809 | 56.952 | 7.6139 | 91.3668 | 49.0546 | 5.81 | 56.6594
VA | INSIG | MUNICIPAL | Ahalt Susan W Residence | VAG406294 | 001 | 1.1098 | 10.98% | 0.00070038 | 0.0007773 | 18.6489 | 2.4932 | 14.959 | 39.9756 | 5.3443 | 32.066 | 28.2905 | 4.7953 | 19.883 | 18.6489 | 2.4932 | 14.959 | 44.1477 | 5.9021 | 35.4126 | 31.243 | 5.2958 | 21.9581 | 24.0577 | 3.2163 | 38.5952 | 56.952 | 7.6139 | 91.3668 | 40.3045 | 6.8318 | 56.6533
VA | INSIG | MUNICIPAL | Albers Pamela Residence | VAG406018 | 001 | 1.147 | 14.7% | 0.00070038 | 0.00080337 | 18.6489 | 2.4932 | 14.959 | 39.9756 | 5.3443 | 32.066 | 29.6773 | 3.3319 | 11.6918 | 18.6489 | 2.4932 | 14.959 | 45.6287 | 6.1001 | 36.6005 | 33.874 | 3.803 | 13.3452 | 23.2769 | 3.1119 | 37.3426 | 56.952 | 7.6139 | 91.3668 | 42.2802 | 4.7468 | 33.3139
VA | INSIG | MUNICIPAL | Alborn Alan - Residence | VAG406369 | 001 | 1.083 | 8.299% | 0.00070038 | 0.00075851 | 18.6489 | 2.4932 | 14.959 | 39.9756 | 5.3443 | 32.066 | 23.3145 | 2.7639 | 4.1324 | 18.6489 | 2.4932 | 14.959 | 43.0804 | 5.7594 | 34.5564 | 25.1253 | 2.9786 | 4.4534 | 24.6537 | 3.296 | 39.5515 | 56.952 | 7.6139 | 91.3668 | 33.2154 | 3.9377 | 11.7747
VA | INSIG | MUNICIPAL | Alderfer Rodney and Jenelle Residence | VAG408317 | 001 | 1.0674 | 6.737% | 0.00070038 | 0.00074757 | 18.6489 | 2.4932 | 14.959 | 39.9756 | 5.3443 | 32.066 | 17.1595 | 4.1451 | 20.8048 | 18.6489 | 2.4932 | 14.959 | 42.459 | 5.6763 | 34.058 | 18.2255 | 4.4026 | 22.0972 | 25.0145 | 3.3442 | 40.1303 | 56.952 | 7.6139 | 91.3668 | 24.4467 | 5.9054 | 59.2797
VA | INSIG | MUNICIPAL | Aldie Wastewater Treatment Plant | VA0089133 | 001 | 1.147 | 14.7% | 0.010506 | 0.012051 | 18.6489 | 2.4932 | 14.959 | 599.6341 | 80.165 | 480.9899 | 461.6866 | 49.9781 | 175.3773 | 18.6489 | 2.4932 | 14.959 | 684.4298 | 91.5013 | 549.0079 | 526.9748 | 57.0456 | 200.1779 | 23.2769 | 3.1119 | 37.3426 | 854.2796 | 114.2085 | 1370.502 | 657.7502 | 71.2022 | 499.709
VA | INSIG | MUNICIPAL | Alger Harvey D Residence | VAG408237 | 001 | 1.0326 | 3.261% | 0.00070038 | 0.00072322 | 18.6489 | 2.4932 | 14.959 | 39.9756 | 5.3443 | 32.066 | 34.8203 | 4.2427 | 24.1306 | 18.6489 | 2.4932 | 14.959 | 41.0765 | 5.4915 | 32.9491 | 35.7792 | 4.3595 | 24.7952 | 25.8564 | 3.4567 | 41.4809 | 56.952 | 7.6139 | 91.3668 | 49.6073 | 6.0444 | 68.7562
VA | INSIG | MUNICIPAL | Alkire, Robert E and Carmen E Residence | VAG401073 | 001 | 1.1137 | 11.37% | 0.00070038 | 0.00078004 | 18.6489 | 2.4932 | 14.959 | 39.9756 | 5.3443 | 32.066 | 33.3572 | 3.7293 | 17.5855 | 18.6489 | 2.4932 | 14.959 | 44.3037 | 5.923 | 35.5377 | 36.9688 | 4.1331 | 19.4895 | 23.973 | 3.2049 | 38.4593 | 56.952 | 7.6139 | 91.3668 | 47.523 | 5.3131 | 50.1071
VA | INSIG | MUNICIPAL | Allen Fred Residence | VAG406470 | 001 | 1.147 | 14.7% | 0.00070038 | 0.00080337 | 18.6489 | 2.4932 | 14.959 | 39.9756 | 5.3443 | 32.066 | 32.0158 | 3.3319 | 11.6918 | 18.6489 | 2.4932 | 14.959 | 45.6287 | 6.1001 | 36.6005 | 36.5432 | 3.803 | 13.3452 | 23.2769 | 3.1119 | 37.3426 | 56.952 | 7.6139 | 91.3668 | 45.6119 | 4.7468 | 33.3139
VA | INSIG | MUNICIPAL | Allen Lawrence and Diane Residence | VAG408253 | 001 | 1.0674 | 6.737% | 0.00070038 | 0.00074757 | 18.6489 | 2.4932 | 14.959 | 39.9756 | 5.3443 | 32.066 | 21.448 | 4.1451 | 20.8048 | 18.6489 | 2.4932 | 14.959 | 42.459 | 5.6763 | 34.058 | 22.7804 | 4.4026 | 22.0972 | 25.0145 | 3.3442 | 40.1303 | 56.952 | 7.6139 | 91.3668 | 30.5563 | 5.9054 | 59.2797
VA | INSIG | MUNICIPAL | Allen Marie M Residence | VAG406093 | 001 | 1.0658 | 6.585% | 0.00070038 | 0.0007465 | 18.6489 | 2.4932 | 14.959 | 39.9756 | 5.3443 | 32.066 | 33.0995 | 4.295 | 14.8362 | 18.6489 | 2.4932 | 14.959 | 42.3986 | 5.6683 | 34.0096 | 35.1058 | 4.5553 | 15.7355 | 25.0502 | 3.349 | 40.1874 | 56.952 | 7.6139 | 91.3668 | 47.1558 | 6.1189 | 42.2734
VA | INSIG | MUNICIPAL | Allen Ron and Mary Ann Residence | VAG408102 | 001 | 1.0674 | 6.737% | 0.00070038 | 0.00074757 | 18.6489 | 2.4932 | 14.959 | 39.9756 | 5.3443 | 32.066 | 34.8203 | 4.2427 | 24.1306 | 18.6489 | 2.4932 | 14.959 | 42.459 | 5.6763 | 34.058 | 36.9834 | 4.5063 | 25.6297 | 25.0145 | 3.3442 | 40.1303 | 56.952 | 7.6139 | 91.3668 | 49.6073 | 6.0444 | 68.7562
VA | INSIG | MUNICIPAL | Alvin Evans Residence | VAG402047 | 001 | 1.0596 | 5.963% | 0.00070038 | 0.00074215 | 18.6489 | 2.4932 | 14.959 | 39.9756 | 5.3443 | 32.066 | 16.6466 | 1.3654 | 2.4431 | 18.6489 | 2.4932 | 14.959 | 42.1514 | 5.6352 | 33.8113 | 17.5527 | 1.4397 | 2.5761 | 25.1971 | 3.3686 | 40.4231 | 56.952 | 7.6139 | 91.3668 | 23.7159 | 1.9452 | 6.9613
VA | INSIG | MUNICIPAL | AMELIA COUNTY SANITARY DISTRICT | VA0086681 | 001 | 1.0486 | 4.856% | 0.21012 | 0.22032 | 18.6489 | 2.4932 | 14.959 | 11992.681 | 1603.2996 | 9619.7976 | 6401.6683 | 511.1679 | 988.3846 | 18.6489 | 2.4932 | 14.959 | 12513.2251 | 1672.8911 | 10037.3464 | 6679.5337 | 533.3552 | 1031.2856 | 25.4633 | 3.4042 | 40.8502 | 17085.5916 | 2284.17 | 27410.04 | 9120.2534 | 728.2446 | 2816.2403
VA | INSIG | MUNICIPAL | Amelia County WWTP - Smacks Creek | VA0091707 | 001 | 1.0486 | 4.856% | 0.69968 | 0.73366 | 0 | 0 | 14.959 | 0 | 0 | 32033.926 | 0 | 0 | 3063.5136 | 0 | 0 | 14.959 | 0 | 0 | 33424.3634 | 0 | 0 | 3196.4859 | 0 | 0 | 40.8502 | 0 | 0 | 91275.4332 | 0 | 0 | 8728.981
VA | INSIG | MUNICIPAL | Amick Grover Residence | VAG406307 | 001 | 1.1098 | 10.98% | 0.00070038 | 0.0007773 | 18.6489 | 2.4932 | 14.959 | 39.9756 | 5.3443 | 32.066 | 28.1945 | 5.2832 | 22.9886 | 18.6489 | 2.4932 | 14.959 | 44.1477 | 5.9021 | 35.4126 | 31.137 | 5.8346 | 25.3878 | 24.0577 | 3.2163 | 38.5952 | 56.952 | 7.6139 | 91.3668 | 40.1677 | 7.5268 | 65.5023
VA | INSIG | MUNICIPAL | Amoco - Tri State | VAG406249 | 001 | 1.147 | 14.7% | 0.00070038 | 0.00080337 | 18.6489 | 2.4932 | 14.959 | 39.9756 | 5.3443 | 32.066 | 33.0453 | 3.3653 | 11.1433 | 18.6489 | 2.4932 | 14.959 | 45.6287 | 6.1001 | 36.6005 | 37.7183 | 3.8411 | 12.7191 | 23.2769 | 3.1119 | 37.3426 | 56.952 | 7.6139 | 91.3668 | 47.0786 | 4.7944 | 31.7509
VA | INSIG | MUNICIPAL | Anderson, Richard & Johnna Residence | VAG401127 | 001 | 1.1137 | 11.37% | 0.00070038 | 0.00078004 | 18.6489 | 2.4932 | 14.959 | 39.9756 | 5.3443 | 32.066 | 26.7538 | 4.0831 | 18.1167 | 18.6489 | 2.4932 | 14.959 | 44.3037 | 5.923 | 35.5377 | 29.6504 | 4.5252 | 20.0782 | 23.973 | 3.2049 | 38.4593 | 56.952 | 7.6139 | 91.3668 | 38.1153 | 5.8171 | 51.6207
VA | INSIG | MUNICIPAL | Andrew Johnston Residence | VAG404140 | 001 | 1.0569 | 5.688% | 0.00070038 | 0.00074022 | 18.6489 | 2.4932 | 14.959 | 39.9756 | 5.3443 | 32.066 | 15.8856 | 1.7858 | 2.1702 | 18.6489 | 2.4932 | 14.959 | 42.0419 | 5.6206 | 33.7234 | 16.7067 | 1.8781 | 2.2823 | 25.2627 | 3.3774 | 40.5284 | 56.952 | 7.6139 | 91.3668 | 22.6317 | 2.5442 | 6.1835
VA | INSIG | MUNICIPAL | Andrews Dolores Residence | VAG401259 | 001 | 1.0259 | 2.592% | 0.00070038 | 0.00071853 | 18.6489 | 2.4932 | 14.959 | 39.9756 | 5.3443 | 32.066 | 18.5839 | 2.349 | 8.9353 | 18.6489 | 2.4932 | 14.959 | 40.8102 | 5.4559 | 32.7354 | 18.9719 | 2.3981 | 9.1218 | 26.0252 | 3.4793 | 41.7516 | 56.952 | 7.6139 | 91.3668 | 26.4759 | 3.3466 | 25.4596
VA | INSIG | MUNICIPAL | Andrews Nancy Residence | VAG401742 | 001 | 1.0774 | 7.738% | 0.00070038 | 0.00075458 | 18.6489 | 2.4932 | 14.959 | 39.9756 | 5.3443 | 32.066 | 35.4608 | 4.1073 | 20.3617 | 18.6489 | 2.4932 | 14.959 | 42.8575 | 5.7296 | 34.3777 | 38.0173 | 4.4034 | 21.8297 | 24.7819 | 3.3131 | 39.7571 | 56.952 | 7.6139 | 91.3668 | 50.5199 | 5.8515 | 58.0175
VA | INSIG | MUNICIPAL | Andrick Leroy | VAG408234 | 001 | 1.0326 | 3.261% | 0.00070038 | 0.00072322 | 18.6489 | 2.4932 | 14.959 | 39.9756 | 5.3443 | 32.066 | 30.2424 | 4.133 | 23.2747 | 18.6489 | 2.4932 | 14.959 | 41.0765 | 5.4915 | 32.9491 | 31.0752 | 4.2468 | 23.9157 | 25.8564 | 3.4567 | 41.4809 | 56.952 | 7.6139 | 91.3668 | 43.0854 | 5.8882 | 66.3175
VA | INSIG | MUNICIPAL | Andy Guest Shenandoah River State Park STP | VA0092070 | 001 | 1.0774 | 7.738% | 0.010506 | 0.011319 | 18.6489 | 2.4932 | 14.959 | 599.6341 | 80.165 | 480.9899 | 504.6242 | 56.3558 | 296.6434 | 18.6489 | 2.4932 | 14.959 | 642.8632 | 85.9443 | 515.6657 | 541.0039 | 60.4186 | 318.0291 | 24.7819 | 3.3131 | 39.7571 | 854.2796 | 114.2085 | 1370.502 | 718.9221 | 80.2883 | 845.2367
VA | INSIG | MUNICIPAL | Apple Mountain Exxon | VA0089958 | 001 | 1.0774 | 7.738% | 0.0038521 | 0.0041502 | 18.6489 | 2.4932 | 14.959 | 219.8658 | 29.3938 | 176.363 | 188.6463 | 21.1555 | 106.5685 | 18.6489 | 2.4932 | 14.959 | 235.7165 | 31.5129 | 189.0774 | 202.2463 | 22.6806 | 114.2513 | 24.7819 | 3.3131 | 39.7571 | 313.2358 | 41.8764 | 502.5174 | 268.7584 | 30.1395 | 303.6494
VA | INSIG | MUNICIPAL | APPOMATTOX LAGOON | VA0020257 | 001 | 1.0596 | 5.963% | 0.21012 | 0.22264 | 18.6489 | 2.4932 | 14.959 | 11992.681 | 1603.2996 | 9619.7976 | 4398.3542 | 409.6136 | 732.941 | 18.6489 | 2.4932 | 14.959 | 12645.4251 | 1690.5649 | 10143.3891 | 4637.7502 | 431.9083 | 772.8339 | 25.1971 | 3.3686 | 40.4231 | 17085.5916 | 2284.17 | 27410.04 | 6266.1954 | 583.5635 | 2088.3955
VA | INSIG | MUNICIPAL | Arbaugh Candy Residence | VAG408059 | 001 | 1.0674 | 6.737% | 0.00070038 | 0.00074757 | 18.6489 | 2.4932 | 14.959 | 39.9756 | 5.3443 | 32.066 | 18.539 | 4.1451 | 20.8048 | 18.6489 | 2.4932 | 14.959 | 42.459 | 5.6763 | 34.058 | 19.6907 | 4.4026 | 22.0972 | 25.0145 | 3.3442 | 40.1303 | 56.952 | 7.6139 | 91.3668 | 26.4119 | 5.9054 | 59.2797
VA | INSIG | MUNICIPAL | Archambault Kevin and Dee Residence | VAG401225 | 001 | 1.0774 | 7.738% | 0.00070038 | 0.00075458 | 18.6489 | 2.4932 | 14.959 | 39.9756 | 5.3443 | 32.066 | 38.1591 | 3.9471 | 18.6246 | 18.6489 | 2.4932 | 14.959 | 42.8575 | 5.7296 | 34.3777 | 40.9101 | 4.2316 | 19.9673 | 24.7819 | 3.3131 | 39.7571 | 56.952 | 7.6139 | 91.3668 | 54.364 | 5.6233 | 53.0678
VA | INSIG | MUNICIPAL | Arcola Elementary School | VA0021733 | 001 | 1.147 | 14.7% | 0.0044124 | 0.0050612 | 18.6489 | 2.4932 | 14.959 | 251.8463 | 33.6693 | 202.0157 | 134.7526 | 21.3745 | 90.7734 | 18.6489 | 2.4932 | 14.959 | 287.4605 | 38.4306 | 230.5833 | 153.8082 | 24.3971 | 103.6099 | 23.2769 | 3.1119 | 37.3426 | 358.7974 | 47.9676 | 575.6108 | 191.9777 | 30.4515 | 258.644
VA | INSIG | MUNICIPAL | Arcola Pleasant Valley Volunteer Fire Department | VAG406028 | 001 | 1.147 | 14.7% | 0.00070038 | 0.00080337 | 18.6489 | 2.4932 | 14.959 | 39.9756 | 5.3443 | 32.066 | 26.3379 | 3.3928 | 14.4085 | 18.6489 | 2.4932 | 14.959 | 45.6287 | 6.1001 | 36.6005 | 30.0624 | 3.8726 | 16.446 | 23.2769 | 3.1119 | 37.3426 | 56.952 | 7.6139 | 91.3668 | 37.5228 | 4.8336 | 41.0546
VA | INSIG | MUNICIPAL | Arellano Astroberto Residence | VAG401745 | 001 | 1.0674 | 6.737% | 0.00070038 | 0.00074757 | 18.6489 | 2.4932 | 14.959 | 39.9756 | 5.3443 | 32.066 | 19.5016 | 4.1451 | 20.8048 | 18.6489 | 2.4932 | 14.959 | 42.459 | 5.6763 | 34.058 | 20.713 | 4.4026 | 22.0972 | 25.0145 | 3.3442 | 40.1303 | 56.952 | 7.6139 | 91.3668 | 27.7832 | 5.9054 | 59.2797
VA | INSIG | MUNICIPAL | Armel, Walter & June Residence | VAG401212 | 001 | 1.1137 | 11.37% | 0.00070038 | 0.00078004 | 18.6489 | 2.4932 | 14.959 | 39.9756 | 5.3443 | 32.066 | 31.2721 | 2.7382 | 9.6968 | 18.6489 | 2.4932 | 14.959 | 44.3037 | 5.923 | 35.5377 | 34.6579 | 3.0347 | 10.7467 | 23.973 | 3.2049 | 38.4593 | 56.952 | 7.6139 | 91.3668 | 44.5524 | 3.9011 | 27.6295
VA | INSIG | MUNICIPAL | Armentrout Donald L Residence | VAG408075 | 001 | 1.0674 | 6.737% | 0.00070038 | 0.00074757 | 18.6489 | 2.4932 | 14.959 | 39.9756 | 5.3443 | 32.066 | 26.2607 | 4.2525 | 17.2348 | 18.6489 | 2.4932 | 14.959 | 42.459 | 5.6763 | 34.058 | 27.8921 | 4.5167 | 18.3054 | 25.0145 | 3.3442 | 40.1303 | 56.952 | 7.6139 | 91.3668 | 37.4128 | 6.0584 | 49.1077
VA | INSIG | MUNICIPAL | Armentrout, Bryan S. Residence | VAG408391 | 001 | 1.0674 | 6.737% | 0.00070038 | 0.00074757 | 18.6489 | 2.4932 | 14.959 | 39.9756 | 5.3443 | 32.066 | 26.8262 | 4.3524 | 24.9865 | 18.6489 | 2.4932 | 14.959 | 42.459 | 5.6763 | 34.058 | 28.4927 | 4.6228 | 26.5387 | 25.0145 | 3.3442 | 40.1303 | 56.952 | 7.6139 | 91.3668 | 38.2184 | 6.2007 | 71.1949
VA | INSIG | MUNICIPAL | Armentrout, Timothy J Residence | VAG401418 | 001 | 1.1137 | 11.37% | 0.00070038 | 0.00078004 | 18.6489 | 2.4932 | 14.959 | 39.9756 | 5.3443 | 32.066 | 33.6856 | 2.7382 | 9.6968 | 18.6489 | 2.4932 | 14.959 | 44.3037 | 5.923 | 35.5377 | 37.3327 | 3.0347 | 10.7467 | 23.973 | 3.2049 | 38.4593 | 56.952 | 7.6139 | 91.3668 | 47.9908 | 3.9011 | 27.6295
VA | INSIG | MUNICIPAL | Arthur Dennis R and Rebecca S Residence | VAG408347 | 001 | 1.0674 | 6.737% | 0.00070038 | 0.00074757 | 18.6489 | 2.4932 | 14.959 | 39.9756 | 5.3443 | 32.066 | 26.909 | 4.2516 | 23.8717 | 18.6489 | 2.4932 | 14.959 | 42.459 | 5.6763 | 34.058 | 28.5807 | 4.5157 | 25.3547 | 25.0145 | 3.3442 | 40.1303 | 56.952 | 7.6139 | 91.3668 | 38.3364 | 6.0571 | 68.0185
VA | INSIG | MUNICIPAL | Artz, Francis & Candace Residence | VAG401236 | 001 | 1.0326 | 3.261% | 0.00070038 | 0.00072322 | 18.6489 | 2.4932 | 14.959 | 39.9756 | 5.3443 | 32.066 | 34.8731 | 4.0782 | 19.8851 | 18.6489 | 2.4932 | 14.959 | 41.0765 | 5.4915 | 32.9491 | 35.8335 | 4.1905 | 20.4328 | 25.8564 | 3.4567 | 41.4809 | 56.952 | 7.6139 | 91.3668 | 49.6826 | 5.81 | 56.6594
VA | INSIG | MUNICIPAL | Asbury United Methodist Church - Nokesville | VAG406469 | 001 | 1.083 | 8.299% | 0.00070038 | 0.00075851 | 18.6489 | 2.4932 | 14.959 | 39.9756 | 5.3443 | 32.066 | 21.3229 | 2.6591 | 2.3285 | 18.6489 | 2.4932 | 14.959 | 43.0804 | 5.7594 | 34.5564 | 22.979 | 2.8657 | 2.5093 | 24.6537 | 3.296 | 39.5515 | 56.952 | 7.6139 | 91.3668 | 30.3781 | 3.7884 | 6.6347
VA | INSIG | MUNICIPAL | Ash, James & Carolyn Residence | VAG401245 | 001 | 1.1137 | 11.37% | 0.00070038 | 0.00078004 | 18.6489 | 2.4932 | 14.959 | 39.9756 | 5.3443 | 32.066 | 33.3572 | 3.7293 | 17.5855 | 18.6489 | 2.4932 | 14.959 | 44.3037 | 5.923 | 35.5377 | 36.9688 | 4.1331 | 19.4895 | 23.973 | 3.2049 | 38.4593 | 56.952 | 7.6139 | 91.3668 | 47.523 | 5.3131 | 50.1071
VA | INSIG | MUNICIPAL | Ashby Wright Residence | VAG402013 | 001 | 0.99934 | -0.06639% | 0.00070038 | 0.00069992 | 18.6489 | 2.4932 | 14.959 | 39.9756 | 5.3443 | 32.066 | 30.858 | 4.0662 | 16.5763 | 18.6489 | 2.4932 | 14.959 | 39.7528 | 5.3145 | 31.8873 | 30.686 | 4.0435 | 16.484 | 26.7174 | 3.5718 | 42.8621 | 56.952 | 7.6139 | 91.3668 | 43.9624 | 5.793 | 47.2316
VA | INSIG | MUNICIPAL | Ashton Thomas W Residence | VAG406143 | 001 | 1.147 | 14.7% | 0.00070038 | 0.00080337 | 18.6489 | 2.4932 | 14.959 | 39.9756 | 5.3443 | 32.066 | 29.6773 | 3.3319 | 11.6918 | 18.6489 | 2.4932 | 14.959 | 45.6287 | 6.1001 | 36.6005 | 33.874 | 3.803 | 13.3452 | 23.2769 | 3.1119 | 37.3426 | 56.952 | 7.6139 | 91.3668 | 42.2802 | 4.7468 | 33.3139
VA | INSIG | MUNICIPAL | Aston Graham Residence | VAG404206 | 001 | 1.0598 | 5.982% | 0.00070038 | 0.00074228 | 18.6489 | 2.4932 | 14.959 | 39.9756 | 5.3443 | 32.066 | 39.9756 | 5.3443 | 32.066 | 18.6489 | 2.4932 | 14.959 | 42.1589 | 5.6362 | 33.8173 | 42.1589 | 5.6362 | 33.8173 | 25.1926 | 3.368 | 40.4159 | 56.952 | 7.6139 | 91.3668 | 56.952 | 7.6139 | 91.3668
VA | INSIG | MUNICIPAL | Athearn W James Residence | VAG401240 | 001 | 1.1137 | 11.37% | 0.00070038 | 0.00078004 | 18.6489 | 2.4932 | 14.959 | 39.9756 | 5.3443 | 32.066 | 31.4348 | 3.8319 | 18.9688 | 18.6489 | 2.4932 | 14.959 | 44.3037 | 5.923 | 35.5377 | 34.8383 | 4.2468 | 21.0226 | 23.973 | 3.2049 | 38.4593 | 56.952 | 7.6139 | 91.3668 | 44.7842 | 5.4592 | 54.0486
VA | INSIG | MUNICIPAL | Atwood Bonnie R Residence | VAG408293 | 001 | 0.99286 | -0.7145% | 0.00070038 | 0.00069538 | 18.6489 | 2.4932 | 14.959 | 39.9756 | 5.3443 | 32.066 | 31.4878 | 4.2575 | 21.0319 | 18.6489 | 2.4932 | 14.959 | 39.495 | 5.2801 | 31.6805 | 31.1093 | 4.2063 | 20.7791 | 26.8918 | 3.5952 | 43.1419 | 56.952 | 7.6139 | 91.3668 | 44.8597 | 6.0655 | 59.9269
VA | INSIG | MUNICIPAL | Augusta Lumber LLC-Warm Springs | VAG408335 | 001 | 1.0259 | 2.592% | 0.00070038 | 0.00071853 | 18.6489 | 2.4932 | 14.959 | 39.9756 | 5.3443 | 32.066 | 4.0793 | 1.2119 | 1.4603 | 18.6489 | 2.4932 | 14.959 | 40.8102 | 5.4559 | 32.7354 | 4.1645 | 1.2372 | 1.4908 | 26.0252 | 3.4793 | 41.7516 | 56.952 | 7.6139 | 91.3668 | 5.8117 | 1.7265 | 4.1608
VA | INSIG | MUNICIPAL | Avionics Specialties Inc | VA0028398 | 001 | 1.1118 | 11.18% | 0.0035019 | 0.0038935 | 18.6489 | 2.4932 | 14.959 | 199.878 | 26.7217 | 160.33 | 112.2138 | 10.9257 | 13.0495 | 18.6489 | 2.4932 | 14.959 | 221.1347 | 29.5635 | 177.3808 | 124.1476 | 12.0876 | 14.4373 | 24.0146 | 3.2105 | 38.5261 | 284.7599 | 38.0695 | 456.834 | 159.8674 | 15.5655 | 37.1824
VA | INSIG | MUNICIPAL | Ayers, John Residence | VAG401228 | 001 | 1.0326 | 3.261% | 0.00070038 | 0.00072322 | 18.6489 | 2.4932 | 14.959 | 39.9756 | 5.3443 | 32.066 | 34.0719 | 4.0782 | 19.8851 | 18.6489 | 2.4932 | 14.959 | 41.0765 | 5.4915 | 32.9491 | 35.0102 | 4.1905 | 20.4328 | 25.8564 | 3.4567 | 41.4809 | 56.952 | 7.6139 | 91.3668 | 48.5411 | 5.81 | 56.6594
VA | INSIG | MUNICIPAL | Ayres Robert Residence | VAG408235 | 001 | 1.0774 | 7.738% | 0.00070038 | 0.00075458 | 18.6489 | 2.4932 | 14.959 | 39.9756 | 5.3443 | 32.066 | 37.9361 | 3.8465 | 19.3761 | 18.6489 | 2.4932 | 14.959 | 42.8575 | 5.7296 | 34.3777 | 40.671 | 4.1238 | 20.773 | 24.7819 | 3.3131 | 39.7571 | 56.952 | 7.6139 | 91.3668 | 54.0463 | 5.4799 | 55.209
VA | INSIG | MUNICIPAL | B.Randolph Boyd | VAG404132 | 001 | 1.0598 | 5.982% | 0.00070038 | 0.00074228 | 18.6489 | 2.4932 | 14.959 | 39.9756 | 5.3443 | 32.066 | 36.2841 | 3.2395 | 5.7759 | 18.6489 | 2.4932 | 14.959 | 42.1589 | 5.6362 | 33.8173 | 38.2658 | 3.4165 | 6.0914 | 25.1926 | 3.368 | 40.4159 | 56.952 | 7.6139 | 91.3668 | 51.6928 | 4.6153 | 16.4576
VA | INSIG | MUNICIPAL | Bailey Lyndon D and Bobbi J Residence | VAG408111 | 001 | 1.0674 | 6.737% | 0.00070038 | 0.00074757 | 18.6489 | 2.4932 | 14.959 | 39.9756 | 5.3443 | 32.066 | 26.2607 | 4.2525 | 17.2348 | 18.6489 | 2.4932 | 14.959 | 42.459 | 5.6763 | 34.058 | 27.8921 | 4.5167 | 18.3054 | 25.0145 | 3.3442 | 40.1303 | 56.952 | 7.6139 | 91.3668 | 37.4128 | 6.0584 | 49.1077
VA | INSIG | MUNICIPAL | Bailey William A Residence | VAG406145 | 001 | 1.1396 | 13.96% | 0.00070038 | 0.00079815 | 18.6489 | 2.4932 | 14.959 | 39.9756 | 5.3443 | 32.066 | 30.728 | 4.8628 | 15.7932 | 18.6489 | 2.4932 | 14.959 | 45.3318 | 6.0604 | 36.3624 | 34.8452 | 5.5143 | 17.9093 | 23.4293 | 3.1323 | 37.5871 | 56.952 | 7.6139 | 91.3668 | 43.7772 | 6.9278 | 45.0002
VA | INSIG | MUNICIPAL | Baillie Evelyn E Residence | VAG401545 | 001 | 1.0478 | 4.78% | 0.00070038 | 0.00073386 | 18.6489 | 2.4932 | 14.959 | 39.9756 | 5.3443 | 32.066 | 25.895 | 4.2147 | 22.2 | 18.6489 | 2.4932 | 14.959 | 41.6808 | 5.5723 | 33.4338 | 26.9995 | 4.3945 | 23.1469 | 25.4816 | 3.4066 | 40.8796 | 56.952 | 7.6139 | 91.3668 | 36.8918 | 6.0046 | 63.2552
VA | INSIG | MUNICIPAL | Bain John H and Wilma E Residence | VAG408135 | 001 | 1.0674 | 6.737% | 0.00070038 | 0.00074757 | 18.6489 | 2.4932 | 14.959 | 39.9756 | 5.3443 | 32.066 | 23.3158 | 2.8315 | 17.7832 | 18.6489 | 2.4932 | 14.959 | 42.459 | 5.6763 | 34.058 | 24.7643 | 3.0074 | 18.888 | 25.0145 | 3.3442 | 40.1303 | 56.952 | 7.6139 | 91.3668 | 33.2173 | 4.034 | 50.6704
VA | INSIG | MUNICIPAL | Baker Arthur L and Debbie A Residence | VAG408044 | 001 | 1.1137 | 11.37% | 0.00070038 | 0.00078004 | 18.6489 | 2.4932 | 14.959 | 39.9756 | 5.3443 | 32.066 | 33.3572 | 3.7293 | 17.5855 | 18.6489 | 2.4932 | 14.959 | 44.3037 | 5.923 | 35.5377 | 36.9688 | 4.1331 | 19.4895 | 23.973 | 3.2049 | 38.4593 | 56.952 | 7.6139 | 91.3668 | 47.523 | 5.3131 | 50.1071
VA | INSIG | MUNICIPAL | Baker Gregory S and Lois A Residence | VAG408252 | 001 | 1.0674 | 6.737% | 0.00070038 | 0.00074757 | 18.6489 | 2.4932 | 14.959 | 39.9756 | 5.3443 | 32.066 | 22.3513 | 4.3524 | 24.9865 | 18.6489 | 2.4932 | 14.959 | 42.459 | 5.6763 | 34.058 | 23.7399 | 4.6228 | 26.5387 | 25.0145 | 3.3442 | 40.1303 | 56.952 | 7.6139 | 91.3668 | 31.8432 | 6.2007 | 71.1949
VA | INSIG | MUNICIPAL | Baker Mark T Residence | VAG406266 | 001 | 1.1098 | 10.98% | 0.00070038 | 0.0007773 | 18.6489 | 2.4932 | 14.959 | 39.9756 | 5.3443 | 32.066 | 32.3227 | 6.236 | 39.9147 | 18.6489 | 2.4932 | 14.959 | 44.1477 | 5.9021 | 35.4126 | 35.696 | 6.8868 | 44.0805 | 24.0577 | 3.2163 | 38.5952 | 56.952 | 7.6139 | 91.3668 | 46.0491 | 8.8843 | 113.7304
VA | INSIG | MUNICIPAL | Baker/Baker-Deeds Residence | VAG408093 | 001 | 1.0674 | 6.737% | 0.00070038 | 0.00074757 | 18.6489 | 2.4932 | 14.959 | 39.9756 | 5.3443 | 32.066 | 18.539 | 4.1451 | 20.8048 | 18.6489 | 2.4932 | 14.959 | 42.459 | 5.6763 | 34.058 | 19.6907 | 4.4026 | 22.0972 | 25.0145 | 3.3442 | 40.1303 | 56.952 | 7.6139 | 91.3668 | 26.4119 | 5.9054 | 59.2797
VA | INSIG | MUNICIPAL | Baldwin Aust Commercial Park | VAG408211 | 001 | 1.084 | 8.401% | 0.00070038 | 0.00075922 | 18.6489 | 2.4932 | 14.959 | 39.9756 | 5.3443 | 32.066 | 21.9279 | 2.6218 | 8.5642 | 18.6489 | 2.4932 | 14.959 | 43.1211 | 5.7648 | 34.5891 | 23.6533 | 2.8281 | 9.2381 | 24.6305 | 3.2928 | 39.5141 | 56.952 | 7.6139 | 91.3668 | 31.24 | 3.7352 | 24.4024
VA | INSIG | MUNICIPAL | Baldwin John E Residence | VAG407267 | 001 | 1.082 | 8.199% | 0.00070038 | 0.00075781 | 18.6489 | 2.4932 | 14.959 | 39.9756 | 5.3443 | 32.066 | 20.1105 | 1.2977 | 2.4602 | 18.6489 | 2.4932 | 14.959 | 43.0406 | 5.7541 | 34.5246 | 21.6524 | 1.3972 | 2.6489 | 24.6765 | 3.299 | 39.588 | 56.952 | 7.6139 | 91.3668 | 28.6508 | 1.8488 | 7.0101
VA | INSIG | MUNICIPAL | Ballenger, Dale Residence | VAG401229 | 001 | 1.1137 | 11.37% | 0.00070038 | 0.00078004 | 18.6489 | 2.4932 | 14.959 | 39.9756 | 5.3443 | 32.066 | 30.9946 | 3.6122 | 15.795 | 18.6489 | 2.4932 | 14.959 | 44.3037 | 5.923 | 35.5377 | 34.3503 | 4.0033 | 17.5051 | 23.973 | 3.2049 | 38.4593 | 56.952 | 7.6139 | 91.3668 | 44.157 | 5.1462 | 45.0053
VA | INSIG | MUNICIPAL | Ballif Investments LLC | VAG408200 | 001 | 1.084 | 8.401% | 0.00070038 | 0.00075922 | 18.6489 | 2.4932 | 14.959 | 39.9756 | 5.3443 | 32.066 | 21.3013 | 2.6218 | 8.5642 | 18.6489 | 2.4932 | 14.959 | 43.1211 | 5.7648 | 34.5891 | 22.9774 | 2.8281 | 9.2381 | 24.6305 | 3.2928 | 39.5141 | 56.952 | 7.6139 | 91.3668 | 30.3473 | 3.7352 | 24.4024
VA | INSIG | MUNICIPAL | Ballowe Terry and Peggy Residence | VAG401049 | 001 | 1.0326 | 3.261% | 0.00070038 | 0.00072322 | 18.6489 | 2.4932 | 14.959 | 39.9756 | 5.3443 | 32.066 | 39.6779 | 4.0782 | 19.8851 | 18.6489 | 2.4932 | 14.959 | 41.0765 | 5.4915 | 32.9491 | 40.7706 | 4.1905 | 20.4328 | 25.8564 | 3.4567 | 41.4809 | 56.952 | 7.6139 | 91.3668 | 56.5279 | 5.81 | 56.6594
VA | INSIG | MUNICIPAL | Balsamo Charles Residence | VAG408254 | 001 | 1.0478 | 4.78% | 0.00070038 | 0.00073386 | 18.6489 | 2.4932 | 14.959 | 39.9756 | 5.3443 | 32.066 | 17.1777 | 4.4549 | 24.0801 | 18.6489 | 2.4932 | 14.959 | 41.6808 | 5.5723 | 33.4338 | 17.9104 | 4.6449 | 25.1073 | 25.4816 | 3.4066 | 40.8796 | 56.952 | 7.6139 | 91.3668 | 24.4725 | 6.3467 | 68.6123
VA | INSIG | MUNICIPAL | Bannister Charles L Residence | VAG406186 | 001 | 1.1098 | 10.98% | 0.00070038 | 0.0007773 | 18.6489 | 2.4932 | 14.959 | 39.9756 | 5.3443 | 32.066 | 23.8704 | 4.7953 | 19.883 | 18.6489 | 2.4932 | 14.959 | 44.1477 | 5.9021 | 35.4126 | 26.3617 | 5.2958 | 21.9581 | 24.0577 | 3.2163 | 38.5952 | 56.952 | 7.6139 | 91.3668 | 34.0074 | 6.8318 | 56.6533
VA | INSIG | MUNICIPAL | Baptist Union Baptist Church | VAG404166 | 001 | 1.0094 | 0.9385% | 0.00070038 | 0.00070696 | 18.6489 | 2.4932 | 14.959 | 39.9756 | 5.3443 | 32.066 | 15.3393 | 2.5731 | 6.8722 | 18.6489 | 2.4932 | 14.959 | 40.1526 | 5.368 | 32.208 | 15.4072 | 2.5845 | 6.9027 | 26.4514 | 3.5363 | 42.4354 | 56.952 | 7.6139 | 91.3668 | 21.8534 | 3.6659 | 19.5813
VA | INSIG | MUNICIPAL | Barb, Stephen & Norma Residence | VAG401339 | 001 | 1.0326 | 3.261% | 0.00070038 | 0.00072322 | 18.6489 | 2.4932 | 14.959 | 39.9756 | 5.3443 | 32.066 | 35.6245 | 4.0782 | 19.8851 | 18.6489 | 2.4932 | 14.959 | 41.0765 | 5.4915 | 32.9491 | 36.6055 | 4.1905 | 20.4328 | 25.8564 | 3.4567 | 41.4809 | 56.952 | 7.6139 | 91.3668 | 50.753 | 5.81 | 56.6594
VA | INSIG | MUNICIPAL | Barbour, Hubert T Residence | VAG401268 | 001 | 1.0326 | 3.261% | 0.00070038 | 0.00072322 | 18.6489 | 2.4932 | 14.959 | 39.9756 | 5.3443 | 32.066 | 22.7105 | 2.9257 | 12.7111 | 18.6489 | 2.4932 | 14.959 | 41.0765 | 5.4915 | 32.9491 | 23.3359 | 3.0063 | 13.0611 | 25.8564 | 3.4567 | 41.4809 | 56.952 | 7.6139 | 91.3668 | 32.3549 | 4.1682 | 36.2181
VA | INSIG | MUNICIPAL | Bardwell Margaret Residence | VAG406519 | 001 | 1.0934 | 9.344% | 0.00070038 | 0.00076583 | 18.6489 | 2.4932 | 14.959 | 39.9756 | 5.3443 | 32.066 | 33.8282 | 4.7324 | 8.6556 | 18.6489 | 2.4932 | 14.959 | 43.4964 | 5.815 | 34.8902 | 36.8076 | 5.1492 | 9.418 | 24.4179 | 3.2644 | 39.1731 | 56.952 | 7.6139 | 91.3668 | 48.194 | 6.7421 | 24.6628
VA | INSIG | MUNICIPAL | Bare Donald and Steven Residence | VAG408268 | 001 | 1.0674 | 6.737% | 0.00070038 | 0.00074757 | 18.6489 | 2.4932 | 14.959 | 39.9756 | 5.3443 | 32.066 | 23.5291 | 3.1938 | 11.9024 | 18.6489 | 2.4932 | 14.959 | 42.459 | 5.6763 | 34.058 | 24.9908 | 3.3923 | 12.6418 | 25.0145 | 3.3442 | 40.1303 | 56.952 | 7.6139 | 91.3668 | 33.5212 | 4.5502 | 33.9139
VA | INSIG | MUNICIPAL | Bare Donald Residence | VAG408151 | 001 | 1.0674 | 6.737% | 0.00070038 | 0.00074757 | 18.6489 | 2.4932 | 14.959 | 39.9756 | 5.3443 | 32.066 | 23.5291 | 3.1938 | 11.9024 | 18.6489 | 2.4932 | 14.959 | 42.459 | 5.6763 | 34.058 | 24.9908 | 3.3923 | 12.6418 | 25.0145 | 3.3442 | 40.1303 | 56.952 | 7.6139 | 91.3668 | 33.5212 | 4.5502 | 33.9139
VA | INSIG | MUNICIPAL | Bare Granville E Jr Multiple Residence | VAG408086 | 001 | 1.0674 | 6.737% | 0.00070038 | 0.00074757 | 18.6489 | 2.4932 | 14.959 | 39.9756 | 5.3443 | 32.066 | 21.5153 | 3.1938 | 11.9024 | 18.6489 | 2.4932 | 14.959 | 42.459 | 5.6763 | 34.058 | 22.8519 | 3.3923 | 12.6418 | 25.0145 | 3.3442 | 40.1303 | 56.952 | 7.6139 | 91.3668 | 30.6522 | 4.5502 | 33.9139
VA | INSIG | MUNICIPAL | Bare Granville E Jr Multiple Residence 2 | VAG408357 | 001 | 1.0674 | 6.737% | 0.00070038 | 0.00074757 | 18.6489 | 2.4932 | 14.959 | 39.9756 | 5.3443 | 32.066 | 18.6179 | 4.1451 | 20.8048 | 18.6489 | 2.4932 | 14.959 | 42.459 | 5.6763 | 34.058 | 19.7745 | 4.4026 | 22.0972 | 25.0145 | 3.3442 | 40.1303 | 56.952 | 7.6139 | 91.3668 | 26.5243 | 5.9054 | 59.2797
VA | INSIG | MUNICIPAL | Bare Granville E Jr Residence 1 | VAG401973 | 001 | 1.0674 | 6.737% | 0.00070038 | 0.00074757 | 18.6489 | 2.4932 | 14.959 | 39.9756 | 5.3443 | 32.066 | 21.7179 | 3.1938 | 11.9024 | 18.6489 | 2.4932 | 14.959 | 42.459 | 5.6763 | 34.058 | 23.067 | 3.3923 | 12.6418 | 25.0145 | 3.3442 | 40.1303 | 56.952 | 7.6139 | 91.3668 | 30.9408 | 4.5502 | 33.9139
VA | INSIG | MUNICIPAL | Bare Granville E Jr Residence 1 | VAG401996 | 001 | 1.0674 | 6.737% | 0.00070038 | 0.00074757 | 18.6489 | 2.4932 | 14.959 | 39.9756 | 5.3443 | 32.066 | 21.7179 | 3.1938 | 11.9024 | 18.6489 | 2.4932 | 14.959 | 42.459 | 5.6763 | 34.058 | 23.067 | 3.3923 | 12.6418 | 25.0145 | 3.3442 | 40.1303 | 56.952 | 7.6139 | 91.3668 | 30.9408 | 4.5502 | 33.9139
VA | INSIG | MUNICIPAL | Bare Granville E Jr Residence 3 | VAG408110 | 001 | 1.0674 | 6.737% | 0.00070038 | 0.00074757 | 18.6489 | 2.4932 | 14.959 | 39.9756 | 5.3443 | 32.066 | 21.5153 | 3.1938 | 11.9024 | 18.6489 | 2.4932 | 14.959 | 42.459 | 5.6763 | 34.058 | 22.8519 | 3.3923 | 12.6418 | 25.0145 | 3.3442 | 40.1303 | 56.952 | 7.6139 | 91.3668 | 30.6522 | 4.5502 | 33.9139
VA | INSIG | MUNICIPAL | Bare Granville E Residence | VAG408228 | 001 | 1.0674 | 6.737% | 0.00070038 | 0.00074757 | 18.6489 | 2.4932 | 14.959 | 39.9756 | 5.3443 | 32.066 | 21.9177 | 3.1938 | 11.9024 | 18.6489 | 2.4932 | 14.959 | 42.459 | 5.6763 | 34.058 | 23.2793 | 3.3923 | 12.6418 | 25.0145 | 3.3442 | 40.1303 | 56.952 | 7.6139 | 91.3668 | 31.2255 | 4.5502 | 33.9139
VA | INSIG | MUNICIPAL | Bare Granville Jr Residence 2 | VAG408027 | 001 | 1.0674 | 6.737% | 0.00070038 | 0.00074757 | 18.6489 | 2.4932 | 14.959 | 39.9756 | 5.3443 | 32.066 | 21.7179 | 3.1938 | 11.9024 | 18.6489 | 2.4932 | 14.959 | 42.459 | 5.6763 | 34.058 | 23.067 | 3.3923 | 12.6418 | 25.0145 | 3.3442 | 40.1303 | 56.952 | 7.6139 | 91.3668 | 30.9408 | 4.5502 | 33.9139
VA | INSIG | MUNICIPAL | Bare Multiple Residence Trailers 13 and 14 | VAG408264 | 001 | 1.0674 | 6.737% | 0.00070038 | 0.00074757 | 18.6489 | 2.4932 | 14.959 | 39.9756 | 5.3443 | 32.066 | 21.5153 | 3.1938 | 11.9024 | 18.6489 | 2.4932 | 14.959 | 42.459 | 5.6763 | 34.058 | 22.8519 | 3.3923 | 12.6418 | 25.0145 | 3.3442 | 40.1303 | 56.952 | 7.6139 | 91.3668 | 30.6522 | 4.5502 | 33.9139
VA | INSIG | MUNICIPAL | Bare Residence Trailer 15 | VAG408298 | 001 | 1.0674 | 6.737% | 0.00070038 | 0.00074757 | 18.6489 | 2.4932 | 14.959 | 39.9756 | 5.3443 | 32.066 | 21.5153 | 3.1938 | 11.9024 | 18.6489 | 2.4932 | 14.959 | 42.459 | 5.6763 | 34.058 | 22.8519 | 3.3923 | 12.6418 | 25.0145 | 3.3442 | 40.1303 | 56.952 | 7.6139 | 91.3668 | 30.6522 | 4.5502 | 33.9139
VA | INSIG | MUNICIPAL | Bare Residence Trailer 16 | VAG408299 | 001 | 1.0674 | 6.737% | 0.00070038 | 0.00074757 | 18.6489 | 2.4932 | 14.959 | 39.9756 | 5.3443 | 32.066 | 21.9177 | 3.1938 | 11.9024 | 18.6489 | 2.4932 | 14.959 | 42.459 | 5.6763 | 34.058 | 23.2793 | 3.3923 | 12.6418 | 25.0145 | 3.3442 | 40.1303 | 56.952 | 7.6139 | 91.3668 | 31.2255 | 4.5502 | 33.9139
VA | INSIG | MUNICIPAL | Bare Residence Trailer 17 | VAG408322 | 001 | 1.0674 | 6.737% | 0.00070038 | 0.00074757 | 18.6489 | 2.4932 | 14.959 | 39.9756 | 5.3443 | 32.066 | 21.9177 | 3.1938 | 11.9024 | 18.6489 | 2.4932 | 14.959 | 42.459 | 5.6763 | 34.058 | 23.2793 | 3.3923 | 12.6418 | 25.0145 | 3.3442 | 40.1303 | 56.952 | 7.6139 | 91.3668 | 31.2255 | 4.5502 | 33.9139
VA | INSIG | MUNICIPAL | Bare Residence Trailer 18 | VAG408323 | 001 | 1.0674 | 6.737% | 0.00070038 | 0.00074757 | 18.6489 | 2.4932 | 14.959 | 39.9756 | 5.3443 | 32.066 | 21.9177 | 3.1938 | 11.9024 | 18.6489 | 2.4932 | 14.959 | 42.459 | 5.6763 | 34.058 | 23.2793 | 3.3923 | 12.6418 | 25.0145 | 3.3442 | 40.1303 | 56.952 | 7.6139 | 91.3668 | 31.2255 | 4.5502 | 33.9139
VA | INSIG | MUNICIPAL | Bare Residence Trailer 22 | VAG408348 | 001 | 1.0674 | 6.737% | 0.00070038 | 0.00074757 | 18.6489 | 2.4932 | 14.959 | 39.9756 | 5.3443 | 32.066 | 21.5153 | 3.1938 | 11.9024 | 18.6489 | 2.4932 | 14.959 | 42.459 | 5.6763 | 34.058 | 22.8519 | 3.3923 | 12.6418 | 25.0145 | 3.3442 | 40.1303 | 56.952 | 7.6139 | 91.3668 | 30.6522 | 4.5502 | 33.9139
VA | INSIG | MUNICIPAL | Bare Residence Trailer 23 | VAG408349 | 001 | 1.0674 | 6.737% | 0.00070038 | 0.00074757 | 18.6489 | 2.4932 | 14.959 | 39.9756 | 5.3443 | 32.066 | 21.5153 | 3.1938 | 11.9024 | 18.6489 | 2.4932 | 14.959 | 42.459 | 5.6763 | 34.058 | 22.8519 | 3.3923 | 12.6418 | 25.0145 | 3.3442 | 40.1303 | 56.952 | 7.6139 | 91.3668 | 30.6522 | 4.5502 | 33.9139
VA | INSIG | MUNICIPAL | Bare Residence Trailer 25 | VAG408388 | 001 | 1.0674 | 6.737% | 0.00070038 | 0.00074757 | 18.6489 | 2.4932 | 14.959 | 39.9756 | 5.3443 | 32.066 | 21.5153 | 3.1938 | 11.9024 | 18.6489 | 2.4932 | 14.959 | 42.459 | 5.6763 | 34.058 | 22.8519 | 3.3923 | 12.6418 | 25.0145 | 3.3442 | 40.1303 | 56.952 | 7.6139 | 91.3668 | 30.6522 | 4.5502 | 33.9139
VA | INSIG | MUNICIPAL | Bare Tammy Rae Residence | VAG408071 | 001 | 1.0674 | 6.737% | 0.00070038 | 0.00074757 | 18.6489 | 2.4932 | 14.959 | 39.9756 | 5.3443 | 32.066 | 21.5153 | 3.1938 | 11.9024 | 18.6489 | 2.4932 | 14.959 | 42.459 | 5.6763 | 34.058 | 22.8519 | 3.3923 | 12.6418 | 25.0145 | 3.3442 | 40.1303 | 56.952 | 7.6139 | 91.3668 | 30.6522 | 4.5502 | 33.9139
VA | INSIG | MUNICIPAL | Barlow Harvey Residence | VAG401843 | 001 | 1.0774 | 7.738% | 0.00070038 | 0.00075458 | 18.6489 | 2.4932 | 14.959 | 39.9756 | 5.3443 | 32.066 | 33.3572 | 3.7293 | 17.5855 | 18.6489 | 2.4932 | 14.959 | 42.8575 | 5.7296 | 34.3777 | 35.762 | 3.9982 | 18.8533 | 24.7819 | 3.3131 | 39.7571 | 56.952 | 7.6139 | 91.3668 | 47.523 | 5.3131 | 50.1071
VA | INSIG | MUNICIPAL | Barnes Deborah - Residence | VAG406244 | 001 | 1.147 | 14.7% | 0.00070038 | 0.00080337 | 18.6489 | 2.4932 | 14.959 | 39.9756 | 5.3443 | 32.066 | 26.2063 | 3.5208 | 16.7081 | 18.6489 | 2.4932 | 14.959 | 45.6287 | 6.1001 | 36.6005 | 29.9122 | 4.0186 | 19.0709 | 23.2769 | 3.1119 | 37.3426 | 56.952 | 7.6139 | 91.3668 | 37.3352 | 5.0159 | 47.6071
VA | INSIG | MUNICIPAL | Barr, Janet Residence | VAG401015 | 001 | 1.1137 | 11.37% | 0.00070038 | 0.00078004 | 18.6489 | 2.4932 | 14.959 | 39.9756 | 5.3443 | 32.066 | 16.3542 | 0.42691 | 0.79397 | 18.6489 | 2.4932 | 14.959 | 44.3037 | 5.923 | 35.5377 | 18.1249 | 0.47313 | 0.87993 | 23.973 | 3.2049 | 38.4593 | 56.952 | 7.6139 | 91.3668 | 23.2994 | 0.60821 | 2.2623
VA | INSIG | MUNICIPAL | Barrett Grove Subdivision Lot 10 | VAG406462 | 001 | 1.0763 | 7.634% | 0.00070038 | 0.00075385 | 18.6489 | 2.4932 | 14.959 | 39.9756 | 5.3443 | 32.066 | 18.4464 | 2.5082 | 7.4154 | 18.6489 | 2.4932 | 14.959 | 42.8161 | 5.7241 | 34.3445 | 19.7571 | 2.6864 | 7.9423 | 24.8059 | 3.3163 | 39.7956 | 56.952 | 7.6139 | 91.3668 | 26.28 | 3.5733 | 21.1291
VA | INSIG | MUNICIPAL | Barrett Grove Subdivision Lot 20 | VAG406464 | 001 | 1.0763 | 7.634% | 0.00070038 | 0.00075385 | 18.6489 | 2.4932 | 14.959 | 39.9756 | 5.3443 | 32.066 | 9.6594 | 0.26527 | 0.33089 | 18.6489 | 2.4932 | 14.959 | 42.8161 | 5.7241 | 34.3445 | 10.3457 | 0.28412 | 0.3544 | 24.8059 | 3.3163 | 39.7956 | 56.952 | 7.6139 | 91.3668 | 13.7614 | 0.37792 | 0.94282
VA | INSIG | MUNICIPAL | Barry, Stephen & Kathleen Residence | VAG401237 | 001 | 1.0326 | 3.261% | 0.00070038 | 0.00072322 | 18.6489 | 2.4932 | 14.959 | 39.9756 | 5.3443 | 32.066 | 39.6779 | 4.0782 | 19.8851 | 18.6489 | 2.4932 | 14.959 | 41.0765 | 5.4915 | 32.9491 | 40.7706 | 4.1905 | 20.4328 | 25.8564 | 3.4567 | 41.4809 | 56.952 | 7.6139 | 91.3668 | 56.5279 | 5.81 | 56.6594
VA | INSIG | MUNICIPAL | Barton Barry L Residence | VAG406090 | 001 | 1.083 | 8.299% | 0.00070038 | 0.00075851 | 18.6489 | 2.4932 | 14.959 | 39.9756 | 5.3443 | 32.066 | 13.0764 | 0.39154 | 0.14864 | 18.6489 | 2.4932 | 14.959 | 43.0804 | 5.7594 | 34.5564 | 14.092 | 0.42195 | 0.16018 | 24.6537 | 3.296 | 39.5515 | 56.952 | 7.6139 | 91.3668 | 18.6296 | 0.55781 | 0.42352
VA | INSIG | MUNICIPAL | Barton Michael L Residence | VAG401075 | 001 | 1.0326 | 3.261% | 0.00070038 | 0.00072322 | 18.6489 | 2.4932 | 14.959 | 39.9756 | 5.3443 | 32.066 | 29.3653 | 4.0782 | 19.8851 | 18.6489 | 2.4932 | 14.959 | 41.0765 | 5.4915 | 32.9491 | 30.174 | 4.1905 | 20.4328 | 25.8564 | 3.4567 | 41.4809 | 56.952 | 7.6139 | 91.3668 | 41.8359 | 5.81 | 56.6594
VA | INSIG | MUNICIPAL | Battlefield Farms | VAG406423 | 001 | 1.0417 | 4.168% | 0.00070038 | 0.00072958 | 18.6489 | 2.4932 | 14.959 | 39.9756 | 5.3443 | 32.066 | 25.1873 | 4.9641 | 19.9509 | 18.6489 | 2.4932 | 14.959 | 41.4372 | 5.5397 | 33.2384 | 26.1082 | 5.1456 | 20.6803 | 25.6314 | 3.4267 | 41.1198 | 56.952 | 7.6139 | 91.3668 | 35.8835 | 7.0723 | 56.8467
VA | INSIG | MUNICIPAL | Baumgart Sandra Residence | VAG401717 | 001 | 1.1137 | 11.37% | 0.00070038 | 0.00078004 | 18.6489 | 2.4932 | 14.959 | 39.9756 | 5.3443 | 32.066 | 33.3572 | 3.7293 | 17.5855 | 18.6489 | 2.4932 | 14.959 | 44.3037 | 5.923 | 35.5377 | 36.9688 | 4.1331 | 19.4895 | 23.973 | 3.2049 | 38.4593 | 56.952 | 7.6139 | 91.3668 | 47.523 | 5.3131 | 50.1071
VA | INSIG | MUNICIPAL | Bauserman Julie Y Residence | VAG401003 | 001 | 1.0326 | 3.261% | 0.00070038 | 0.00072322 | 18.6489 | 2.4932 | 14.959 | 39.9756 | 5.3443 | 32.066 | 32.6568 | 3.7987 | 15.8735 | 18.6489 | 2.4932 | 14.959 | 41.0765 | 5.4915 | 32.9491 | 33.5561 | 3.9033 | 16.3106 | 25.8564 | 3.4567 | 41.4809 | 56.952 | 7.6139 | 91.3668 | 46.5251 | 5.4118 | 45.2289
VA | INSIG | MUNICIPAL | Bauserman, Flossie Residence | VAG401267 | 001 | 1.0326 | 3.261% | 0.00070038 | 0.00072322 | 18.6489 | 2.4932 | 14.959 | 39.9756 | 5.3443 | 32.066 | 35.3562 | 4.0782 | 19.8851 | 18.6489 | 2.4932 | 14.959 | 41.0765 | 5.4915 | 32.9491 | 36.3299 | 4.1905 | 20.4328 | 25.8564 | 3.4567 | 41.4809 | 56.952 | 7.6139 | 91.3668 | 50.3709 | 5.81 | 56.6594
VA | INSIG | MUNICIPAL | Bay Marine Ltd Sewage Treatment Plant | VA0087173 | 001 | 1.0684 | 6.838% | 0.0049027 | 0.0052379 | 18.6489 | 2.4932 | 14.959 | 279.8292 | 37.4103 | 224.4619 | 279.8292 | 37.4103 | 224.4619 | 18.6489 | 2.4932 | 14.959 | 297.4954 | 39.7721 | 238.6327 | 297.4954 | 39.7721 | 238.6327 | 24.9908 | 3.341 | 40.0922 | 398.6638 | 53.2973 | 639.5676 | 398.6638 | 53.2973 | 639.5676
VA | INSIG | MUNICIPAL | Bealeton Pentecostal Church | VAG406138 | 001 | 1.1396 | 13.96% | 0.00070038 | 0.00079815 | 18.6489 | 2.4932 | 14.959 | 39.9756 | 5.3443 | 32.066 | 27.4992 | 4.8628 | 15.7932 | 18.6489 | 2.4932 | 14.959 | 45.3318 | 6.0604 | 36.3624 | 31.1838 | 5.5143 | 17.9093 | 23.4293 | 3.1323 | 37.5871 | 56.952 | 7.6139 | 91.3668 | 39.1773 | 6.9278 | 45.0002
VA | INSIG | MUNICIPAL | Beall, Cathy L. & Charles E. Jr. Residence | VAG401197 | 001 | 1.0674 | 6.737% | 0.00070038 | 0.00074757 | 18.6489 | 2.4932 | 14.959 | 39.9756 | 5.3443 | 32.066 | 19.6854 | 3.1938 | 11.9024 | 18.6489 | 2.4932 | 14.959 | 42.459 | 5.6763 | 34.058 | 20.9083 | 3.3923 | 12.6418 | 25.0145 | 3.3442 | 40.1303 | 56.952 | 7.6139 | 91.3668 | 28.0452 | 4.5502 | 33.9139
VA | INSIG | MUNICIPAL | Beaver and DranschakResidence | VAG408304 | 001 | 1.0674 | 6.737% | 0.00070038 | 0.00074757 | 18.6489 | 2.4932 | 14.959 | 39.9756 | 5.3443 | 32.066 | 34.8203 | 4.2427 | 24.1306 | 18.6489 | 2.4932 | 14.959 | 42.459 | 5.6763 | 34.058 | 36.9834 | 4.5063 | 25.6297 | 25.0145 | 3.3442 | 40.1303 | 56.952 | 7.6139 | 91.3668 | 49.6073 | 6.0444 | 68.7562
VA | INSIG | MUNICIPAL | Beaver Edward W - Property | VAG406384 | 001 | 1.0417 | 4.168% | 0.00070038 | 0.00072958 | 18.6489 | 2.4932 | 14.959 | 39.9756 | 5.3443 | 32.066 | 25.1873 | 4.9641 | 19.9509 | 18.6489 | 2.4932 | 14.959 | 41.4372 | 5.5397 | 33.2384 | 26.1082 | 5.1456 | 20.6803 | 25.6314 | 3.4267 | 41.1198 | 56.952 | 7.6139 | 91.3668 | 35.8835 | 7.0723 | 56.8467
VA | INSIG | MUNICIPAL | Beeren and Barry Residence | VAG406316 | 001 | 1.083 | 8.299% | 0.00070038 | 0.00075851 | 18.6489 | 2.4932 | 14.959 | 39.9756 | 5.3443 | 32.066 | 22.5599 | 2.9328 | 4.4319 | 18.6489 | 2.4932 | 14.959 | 43.0804 | 5.7594 | 34.5564 | 24.312 | 3.1605 | 4.7761 | 24.6537 | 3.296 | 39.5515 | 56.952 | 7.6139 | 91.3668 | 32.1403 | 4.1782 | 12.6279
VA | INSIG | MUNICIPAL | Beggs Michael and Darragh - Property | VAG406387 | 001 | 1.3246 | 32.46% | 0.00070038 | 0.00092774 | 18.6489 | 2.4932 | 14.959 | 39.9756 | 5.3443 | 32.066 | 33.9887 | 3.9115 | 16.2149 | 18.6489 | 2.4932 | 14.959 | 52.6922 | 7.0444 | 42.2665 | 44.8009 | 5.1558 | 21.373 | 20.1565 | 2.6947 | 32.3367 | 56.952 | 7.6139 | 91.3668 | 48.4226 | 5.5726 | 46.2016
VA | INSIG | MUNICIPAL | Bellevue Apartments | VAG401949 | 001 | 1.0774 | 7.738% | 0.00070038 | 0.00075458 | 18.6489 | 2.4932 | 14.959 | 39.9756 | 5.3443 | 32.066 | 34.397 | 4.0123 | 20.9376 | 18.6489 | 2.4932 | 14.959 | 42.8575 | 5.7296 | 34.3777 | 36.8767 | 4.3015 | 22.447 | 24.7819 | 3.3131 | 39.7571 | 56.952 | 7.6139 | 91.3668 | 49.0043 | 5.7162 | 59.6581
VA | INSIG | MUNICIPAL | Belmont Bay Associates LC | VAG406104 | 001 | 1.0658 | 6.585% | 0.00070038 | 0.0007465 | 18.6489 | 2.4932 | 14.959 | 39.9756 | 5.3443 | 32.066 | 33.0995 | 4.295 | 14.8362 | 18.6489 | 2.4932 | 14.959 | 42.3986 | 5.6683 | 34.0096 | 35.1058 | 4.5553 | 15.7355 | 25.0502 | 3.349 | 40.1874 | 56.952 | 7.6139 | 91.3668 | 47.1558 | 6.1189 | 42.2734
VA | INSIG | MUNICIPAL | Bemis, James L & Judith F Residence | VAG401848 | 001 | 1.0326 | 3.261% | 0.00070038 | 0.00072322 | 18.6489 | 2.4932 | 14.959 | 39.9756 | 5.3443 | 32.066 | 34.8731 | 4.0782 | 19.8851 | 18.6489 | 2.4932 | 14.959 | 41.0765 | 5.4915 | 32.9491 | 35.8335 | 4.1905 | 20.4328 | 25.8564 | 3.4567 | 41.4809 | 56.952 | 7.6139 | 91.3668 | 49.6826 | 5.81 | 56.6594
VA | INSIG | MUNICIPAL | Benford Wilbur Residence | VAG406458 | 001 | 1.1098 | 10.98% | 0.00070038 | 0.0007773 | 18.6489 | 2.4932 | 14.959 | 39.9756 | 5.3443 | 32.066 | 27.7251 | 5.2832 | 22.9886 | 18.6489 | 2.4932 | 14.959 | 44.1477 | 5.9021 | 35.4126 | 30.6187 | 5.8346 | 25.3878 | 24.0577 | 3.2163 | 38.5952 | 56.952 | 7.6139 | 91.3668 | 39.4991 | 7.5268 | 65.5023
VA | INSIG | MUNICIPAL | Bennett Ricky A Residence | VAG408208 | 001 | 1.0774 | 7.738% | 0.00070038 | 0.00075458 | 18.6489 | 2.4932 | 14.959 | 39.9756 | 5.3443 | 32.066 | 39.7867 | 4.2675 | 22.0989 | 18.6489 | 2.4932 | 14.959 | 42.8575 | 5.7296 | 34.3777 | 42.6551 | 4.5752 | 23.6921 | 24.7819 | 3.3131 | 39.7571 | 56.952 | 7.6139 | 91.3668 | 56.6829 | 6.0798 | 62.9672
VA | INSIG | MUNICIPAL | Bennies Mobile Home Park Sewage Treatment Plant | VA0061042 | 001 | 1.0695 | 6.951% | 0.024513 | 0.026217 | 18.6489 | 2.4932 | 14.959 | 1399.1461 | 187.0516 | 1122.3097 | 984.5855 | 101.798 | 591.698 | 18.6489 | 2.4932 | 14.959 | 1489.0503 | 199.0709 | 1194.4254 | 1047.8515 | 108.3392 | 629.7185 | 24.9644 | 3.3375 | 40.0498 | 1993.319 | 266.4865 | 3197.838 | 1402.7077 | 145.0284 | 1685.9468
VA | INSIG | MUNICIPAL | Benson, John & Tammy Residence | VAG401631 | 001 | 1.1137 | 11.37% | 0.00070038 | 0.00078004 | 18.6489 | 2.4932 | 14.959 | 39.9756 | 5.3443 | 32.066 | 29.4282 | 2.7382 | 9.6968 | 18.6489 | 2.4932 | 14.959 | 44.3037 | 5.923 | 35.5377 | 32.6144 | 3.0347 | 10.7467 | 23.973 | 3.2049 | 38.4593 | 56.952 | 7.6139 | 91.3668 | 41.9255 | 3.9011 | 27.6295
VA | INSIG | MUNICIPAL | Benton, Richard & Janice Residence | VAG401774 | 001 | 1.0674 | 6.737% | 0.00070038 | 0.00074757 | 18.6489 | 2.4932 | 14.959 | 39.9756 | 5.3443 | 32.066 | 21.448 | 4.1451 | 20.8048 | 18.6489 | 2.4932 | 14.959 | 42.459 | 5.6763 | 34.058 | 22.7804 | 4.4026 | 22.0972 | 25.0145 | 3.3442 | 40.1303 | 56.952 | 7.6139 | 91.3668 | 30.5563 | 5.9054 | 59.2797
VA | INSIG | MUNICIPAL | Berkeley Elementary School | VA0061301 | 001 | 1.3795 | 37.95% | 0.003712 | 0.0051208 | 18.6489 | 2.4932 | 14.959 | 211.8707 | 28.325 | 169.9498 | 35.5815 | 13.7704 | 10.6909 | 18.6489 | 2.4932 | 14.959 | 290.8419 | 38.8826 | 233.2956 | 48.8439 | 18.9031 | 14.6757 | 19.3545 | 2.5875 | 31.0499 | 301.8455 | 40.3537 | 484.244 | 50.6918 | 19.6182 | 30.4619
VA | INSIG | MUNICIPAL | Berrios Ortiz San Miguel - Residence | VAG406352 | 001 | 1.083 | 8.299% | 0.00070038 | 0.00075851 | 18.6489 | 2.4932 | 14.959 | 39.9756 | 5.3443 | 32.066 | 23.3145 | 2.7639 | 4.1324 | 18.6489 | 2.4932 | 14.959 | 43.0804 | 5.7594 | 34.5564 | 25.1253 | 2.9786 | 4.4534 | 24.6537 | 3.296 | 39.5515 | 56.952 | 7.6139 | 91.3668 | 33.2154 | 3.9377 | 11.7747
VA | INSIG | MUNICIPAL | Best Western Motel - Cape Charles | VPA01058 | 001 | 0.95716 | -4.284% |  | 0.02 | 18.7 | 2.5 | 30 | 1139.0394 | 152.278 | 1827.336 | 1109.8098 | 136.0525 | 613.4038 | 18.7 | 2.5 | 30 | 1139.0394 | 152.278 | 1827.336 | 1109.8098 | 136.0525 | 613.4038 | 18.7 | 2.5 | 30 | 1139.0394 | 152.278 | 1827.336 | 1109.8098 | 136.0525 | 613.4038
VA | INSIG | MUNICIPAL | Bethel Lutheran Church | VAG408182 | 001 | 1.0326 | 3.261% | 0.00070038 | 0.00072322 | 18.6489 | 2.4932 | 14.959 | 39.9756 | 5.3443 | 32.066 | 35.3562 | 4.0782 | 19.8851 | 18.6489 | 2.4932 | 14.959 | 41.0765 | 5.4915 | 32.9491 | 36.3299 | 4.1905 | 20.4328 | 25.8564 | 3.4567 | 41.4809 | 56.952 | 7.6139 | 91.3668 | 50.3709 | 5.81 | 56.6594
VA | INSIG | MUNICIPAL | Bieber Shane and Andrea Residence | VAG408000 | 001 | 1.0674 | 6.737% | 0.00070038 | 0.00074757 | 18.6489 | 2.4932 | 14.959 | 39.9756 | 5.3443 | 32.066 | 23.5291 | 3.1938 | 11.9024 | 18.6489 | 2.4932 | 14.959 | 42.459 | 5.6763 | 34.058 | 24.9908 | 3.3923 | 12.6418 | 25.0145 | 3.3442 | 40.1303 | 56.952 | 7.6139 | 91.3668 | 33.5212 | 4.5502 | 33.9139
VA | INSIG | MUNICIPAL | Biediger Melvin J Residence | VAG401638 | 001 | 1.1137 | 11.37% | 0.00070038 | 0.00078004 | 18.6489 | 2.4932 | 14.959 | 39.9756 | 5.3443 | 32.066 | 27.4618 | 2.7382 | 9.6968 | 18.6489 | 2.4932 | 14.959 | 44.3037 | 5.923 | 35.5377 | 30.4351 | 3.0347 | 10.7467 | 23.973 | 3.2049 | 38.4593 | 56.952 | 7.6139 | 91.3668 | 39.124 | 3.9011 | 27.6295
VA | INSIG | MUNICIPAL | Big Meadows STP | VA0024406 | 001 | 0.99286 | -0.7145% | 0.09105 | 0.090399 | 18.6489 | 2.4932 | 14.959 | 5196.8284 | 694.7632 | 4168.579 | 3111.839 | 476.9235 | 2798.0973 | 18.6489 | 2.4932 | 14.959 | 5134.3541 | 686.411 | 4118.4658 | 3074.4296 | 471.1901 | 2764.4596 | 26.8918 | 3.5952 | 43.1419 | 7403.7564 | 989.807 | 11877.684 | 4433.3381 | 679.4577 | 7972.7206
VA | INSIG | MUNICIPAL | Billman Charles Residence | VAG406116 | 001 | 1.147 | 14.7% | 0.00070038 | 0.00080337 | 18.6489 | 2.4932 | 14.959 | 39.9756 | 5.3443 | 32.066 | 23.0766 | 3.3319 | 11.6918 | 18.6489 | 2.4932 | 14.959 | 45.6287 | 6.1001 | 36.6005 | 26.3399 | 3.803 | 13.3452 | 23.2769 | 3.1119 | 37.3426 | 56.952 | 7.6139 | 91.3668 | 32.8765 | 4.7468 | 33.3139
VA | INSIG | MUNICIPAL | Binford Betty L Rental Property | VAG404269 | 001 | 1.0486 | 4.856% | 0.00070038 | 0.00073439 | 18.6489 | 2.4932 | 14.959 | 39.9756 | 5.3443 | 32.066 | 22.7243 | 1.7207 | 2.6242 | 18.6489 | 2.4932 | 14.959 | 41.7108 | 5.5763 | 33.4578 | 23.7106 | 1.7954 | 2.7381 | 25.4633 | 3.4042 | 40.8502 | 56.952 | 7.6139 | 91.3668 | 32.3745 | 2.4514 | 7.4772
VA | INSIG | MUNICIPAL | Black Rock Mobile Home Park | VA0088986 | 001 | 1.0674 | 6.737% | 0.028015 | 0.029903 | 18.6489 | 2.4932 | 14.959 | 1599.0241 | 213.7733 | 1282.6397 | 1205.6743 | 175.485 | 802.9308 | 18.6489 | 2.4932 | 14.959 | 1698.3597 | 227.0534 | 1362.3206 | 1280.5739 | 186.3866 | 852.811 | 25.0145 | 3.3442 | 40.1303 | 2278.0789 | 304.556 | 3654.672 | 1717.6858 | 250.0079 | 2287.8201
VA | INSIG | MUNICIPAL | Black, E J Residence | VAG401845 | 001 | 1.0774 | 7.738% | 0.00070038 | 0.00075458 | 18.6489 | 2.4932 | 14.959 | 39.9756 | 5.3443 | 32.066 | 36.7389 | 4.2675 | 22.0989 | 18.6489 | 2.4932 | 14.959 | 42.8575 | 5.7296 | 34.3777 | 39.3875 | 4.5752 | 23.6921 | 24.7819 | 3.3131 | 39.7571 | 56.952 | 7.6139 | 91.3668 | 52.3408 | 6.0798 | 62.9672
VA | INSIG | MUNICIPAL | Blackford, Dayton S & Joan B Residence | VAG401963 | 001 | 1.084 | 8.401% | 0.00070038 | 0.00075922 | 18.6489 | 2.4932 | 14.959 | 39.9756 | 5.3443 | 32.066 | 25.304 | 2.6218 | 8.5642 | 18.6489 | 2.4932 | 14.959 | 43.1211 | 5.7648 | 34.5891 | 27.295 | 2.8281 | 9.2381 | 24.6305 | 3.2928 | 39.5141 | 56.952 | 7.6139 | 91.3668 | 36.0497 | 3.7352 | 24.4024
VA | INSIG | MUNICIPAL | Blair, Robert H Residence | VAG401603 | 001 | 1.0326 | 3.261% | 0.00070038 | 0.00072322 | 18.6489 | 2.4932 | 14.959 | 39.9756 | 5.3443 | 32.066 | 35.3748 | 4.0782 | 19.8851 | 18.6489 | 2.4932 | 14.959 | 41.0765 | 5.4915 | 32.9491 | 36.349 | 4.1905 | 20.4328 | 25.8564 | 3.4567 | 41.4809 | 56.952 | 7.6139 | 91.3668 | 50.3974 | 5.81 | 56.6594
VA | INSIG | MUNICIPAL | Blake William E Residence | VAG406261 | 001 | 1.1098 | 10.98% | 0.00070038 | 0.0007773 | 18.6489 | 2.4932 | 14.959 | 39.9756 | 5.3443 | 32.066 | 25.15 | 4.7953 | 19.883 | 18.6489 | 2.4932 | 14.959 | 44.1477 | 5.9021 | 35.4126 | 27.7749 | 5.2958 | 21.9581 | 24.0577 | 3.2163 | 38.5952 | 56.952 | 7.6139 | 91.3668 | 35.8305 | 6.8318 | 56.6533
VA | INSIG | MUNICIPAL | Blaser Tom and Kendal - Residence | VAG406390 | 001 | 1.083 | 8.299% | 0.00070038 | 0.00075851 | 18.6489 | 2.4932 | 14.959 | 39.9756 | 5.3443 | 32.066 | 21.5572 | 2.9328 | 4.4319 | 18.6489 | 2.4932 | 14.959 | 43.0804 | 5.7594 | 34.5564 | 23.2314 | 3.1605 | 4.7761 | 24.6537 | 3.296 | 39.5515 | 56.952 | 7.6139 | 91.3668 | 30.7118 | 4.1782 | 12.6279
VA | INSIG | MUNICIPAL | Blosser/Rosenberger Residence | VAG401551 | 001 | 1.0326 | 3.261% | 0.00070038 | 0.00072322 | 18.6489 | 2.4932 | 14.959 | 39.9756 | 5.3443 | 32.066 | 31.041 | 4.133 | 23.2747 | 18.6489 | 2.4932 | 14.959 | 41.0765 | 5.4915 | 32.9491 | 31.8958 | 4.2468 | 23.9157 | 25.8564 | 3.4567 | 41.4809 | 56.952 | 7.6139 | 91.3668 | 44.2231 | 5.8882 | 66.3175
VA | INSIG | MUNICIPAL | Blossman Gas | VAG406405 | 001 | 1.0417 | 4.168% | 0.00070038 | 0.00072958 | 18.6489 | 2.4932 | 14.959 | 39.9756 | 5.3443 | 32.066 | 6.9531 | 0.92912 | 1.5047 | 18.6489 | 2.4932 | 14.959 | 41.4372 | 5.5397 | 33.2384 | 7.2073 | 0.96309 | 1.5597 | 25.6314 | 3.4267 | 41.1198 | 56.952 | 7.6139 | 91.3668 | 9.9059 | 1.3237 | 4.2874
VA | INSIG | MUNICIPAL | Blue Mountain Housewrights | VAG408121 | 001 | 1.0674 | 6.737% | 0.00070038 | 0.00074757 | 18.6489 | 2.4932 | 14.959 | 39.9756 | 5.3443 | 32.066 | 26.2607 | 4.2525 | 17.2348 | 18.6489 | 2.4932 | 14.959 | 42.459 | 5.6763 | 34.058 | 27.8921 | 4.5167 | 18.3054 | 25.0145 | 3.3442 | 40.1303 | 56.952 | 7.6139 | 91.3668 | 37.4128 | 6.0584 | 49.1077
VA | INSIG | MUNICIPAL | Blue Ridge MHC LLC | VA0088943 | 001 | 1.0478 | 4.78% | 0.012607 | 0.01321 | 18.6489 | 2.4932 | 14.959 | 719.5609 | 96.198 | 577.1879 | 477.4898 | 75.6596 | 336.3236 | 18.6489 | 2.4932 | 14.959 | 750.2538 | 100.3013 | 601.8078 | 497.8572 | 78.8869 | 350.6695 | 25.4816 | 3.4066 | 40.8796 | 1025.1355 | 137.0502 | 1644.6024 | 680.2646 | 107.7899 | 958.2992
VA | INSIG | MUNICIPAL | Blue Ridge School STP | VA0029556 | 001 | 1.169 | 16.9% | 0.024513 | 0.028657 | 18.6489 | 2.4932 | 14.959 | 1399.1461 | 187.0516 | 1122.3097 | 626.771 | 135.1209 | 560.9513 | 18.6489 | 2.4932 | 14.959 | 1627.5893 | 217.5921 | 1305.5529 | 729.106 | 157.1826 | 652.5397 | 22.8394 | 3.0534 | 36.6408 | 1993.319 | 266.4865 | 3197.838 | 892.9407 | 192.5025 | 1598.3391
VA | INSIG | MUNICIPAL | Blue Ridge Truss & Supply Inc | VAG401718 | 001 | 1.0326 | 3.261% | 0.00070038 | 0.00072322 | 18.6489 | 2.4932 | 14.959 | 39.9756 | 5.3443 | 32.066 | 26.9278 | 4.0782 | 19.8851 | 18.6489 | 2.4932 | 14.959 | 41.0765 | 5.4915 | 32.9491 | 27.6694 | 4.1905 | 20.4328 | 25.8564 | 3.4567 | 41.4809 | 56.952 | 7.6139 | 91.3668 | 38.3632 | 5.81 | 56.6594
VA | INSIG | MUNICIPAL | Boggs Donnie E Residence | VAG406079 | 001 | 1.083 | 8.299% | 0.00070038 | 0.00075851 | 18.6489 | 2.4932 | 14.959 | 39.9756 | 5.3443 | 32.066 | 10.3983 | 1.6569 | 0.90653 | 18.6489 | 2.4932 | 14.959 | 43.0804 | 5.7594 | 34.5564 | 11.2059 | 1.7856 | 0.97693 | 24.6537 | 3.296 | 39.5515 | 56.952 | 7.6139 | 91.3668 | 14.8141 | 2.3605 | 2.583
VA | INSIG | MUNICIPAL | Bohen John M and Vicki O Residence | VAG408272 | 001 | 1.0326 | 3.261% | 0.00070038 | 0.00072322 | 18.6489 | 2.4932 | 14.959 | 39.9756 | 5.3443 | 32.066 | 39.6779 | 4.0782 | 19.8851 | 18.6489 | 2.4932 | 14.959 | 41.0765 | 5.4915 | 32.9491 | 40.7706 | 4.1905 | 20.4328 | 25.8564 | 3.4567 | 41.4809 | 56.952 | 7.6139 | 91.3668 | 56.5279 | 5.81 | 56.6594
VA | INSIG | MUNICIPAL | Boland Joseph L and Barbara J Residence | VAG401790 | 001 | 1.0774 | 7.738% | 0.00070038 | 0.00075458 | 18.6489 | 2.4932 | 14.959 | 39.9756 | 5.3443 | 32.066 | 36.2207 | 3.8465 | 19.3761 | 18.6489 | 2.4932 | 14.959 | 42.8575 | 5.7296 | 34.3777 | 38.8319 | 4.1238 | 20.773 | 24.7819 | 3.3131 | 39.7571 | 56.952 | 7.6139 | 91.3668 | 51.6024 | 5.4799 | 55.209
VA | INSIG | MUNICIPAL | Bolar Mountain Complex STP | VA0032123 | 001 | 1.0259 | 2.592% | 0.009105 | 0.009341 | 18.6489 | 2.4932 | 14.959 | 519.6828 | 69.4763 | 416.8579 | 96.7609 | 10.8994 | 10.5383 | 18.6489 | 2.4932 | 14.959 | 530.5321 | 70.9267 | 425.5605 | 98.781 | 11.1269 | 10.7583 | 26.0252 | 3.4793 | 41.7516 | 740.3756 | 98.9807 | 1187.7684 | 137.8522 | 15.528 | 30.0272
VA | INSIG | MUNICIPAL | Bonilla Henry Residence | VAG406435 | 001 | 1.083 | 8.299% | 0.00070038 | 0.00075851 | 18.6489 | 2.4932 | 14.959 | 39.9756 | 5.3443 | 32.066 | 21.8129 | 2.8315 | 3.7356 | 18.6489 | 2.4932 | 14.959 | 43.0804 | 5.7594 | 34.5564 | 23.507 | 3.0515 | 4.0257 | 24.6537 | 3.296 | 39.5515 | 56.952 | 7.6139 | 91.3668 | 31.0761 | 4.034 | 10.6439
VA | INSIG | MUNICIPAL | Booker Royal Residence | VAG407285 | 001 | 1.0569 | 5.688% | 0.00070038 | 0.00074022 | 18.6489 | 2.4932 | 14.959 | 39.9756 | 5.3443 | 32.066 | 23.781 | 3.1119 | 4.6387 | 18.6489 | 2.4932 | 14.959 | 42.0419 | 5.6206 | 33.7234 | 25.0102 | 3.2727 | 4.8785 | 25.2627 | 3.3774 | 40.5284 | 56.952 | 7.6139 | 91.3668 | 33.88 | 4.4334 | 13.2173
VA | INSIG | MUNICIPAL | Boonsboro Country Club | VA0091162 | 001 | 1.068 | 6.801% | 0.010506 | 0.01122 | 18.6489 | 2.4932 | 14.959 | 599.6341 | 80.165 | 480.9899 | 375.3361 | 45.7918 | 239.1542 | 18.6489 | 2.4932 | 14.959 | 637.2669 | 85.1961 | 511.1766 | 398.892 | 48.6657 | 254.1635 | 24.9995 | 3.3422 | 40.1062 | 854.2796 | 114.2085 | 1370.502 | 534.7294 | 65.2381 | 681.4309
VA | INSIG | MUNICIPAL | Boston Water and Sewer STP - New Facility | VA0088749 | 001 | 1.1098 | 10.98% | 0.31517 | 0.34978 | 0.59836 | 0.099727 | 14.959 | 577.1879 | 96.198 | 14429.6964 | 373.0705 | 106.7122 | 14153.0951 | 0.59836 | 0.099727 | 14.959 | 637.4268 | 106.2378 | 15935.6691 | 412.0065 | 117.8493 | 15630.2 | 0.7719 | 0.12865 | 38.5952 | 822.3012 | 137.0502 | 41115.06 | 531.5017 | 152.0295 | 40326.9299
VA | INSIG | MUNICIPAL | Boston Water and Sewer STP - Old Facility | VA0065358 | 001 | 1.1098 | 10.98% | 0.010506 | 0.011659 | 18.6489 | 2.4932 | 14.959 | 599.6341 | 80.165 | 480.9899 | 387.5788 | 88.9268 | 471.7698 | 18.6489 | 2.4932 | 14.959 | 662.2156 | 88.5315 | 531.189 | 428.0289 | 98.2078 | 521.0067 | 24.0577 | 3.2163 | 38.5952 | 854.2796 | 114.2085 | 1370.502 | 552.1712 | 126.6912 | 1344.231
VA | INSIG | MUNICIPAL | Botetourt Co - Eagle Rock WWTP | VA0076350 | 001 | 1.0413 | 4.13% | 0.014008 | 0.014586 | 18.6489 | 2.4932 | 14.959 | 799.5121 | 106.8866 | 641.3198 | 417.4749 | 66.281 | 291.7581 | 18.6489 | 2.4932 | 14.959 | 828.4453 | 110.7547 | 664.5283 | 432.5827 | 68.6797 | 302.3164 | 25.6406 | 3.4279 | 41.1347 | 1139.0394 | 152.278 | 1827.336 | 594.7633 | 94.4285 | 831.317
VA | INSIG | MUNICIPAL | Botkin Chris Residence - Lot 1 | VAG408047 | 001 | 1.0478 | 4.78% | 0.00070038 | 0.00073386 | 18.6489 | 2.4932 | 14.959 | 39.9756 | 5.3443 | 32.066 | 24.5818 | 4.2033 | 18.6846 | 18.6489 | 2.4932 | 14.959 | 41.6808 | 5.5723 | 33.4338 | 25.6304 | 4.3826 | 19.4816 | 25.4816 | 3.4066 | 40.8796 | 56.952 | 7.6139 | 91.3668 | 35.021 | 5.9883 | 53.2388
VA | INSIG | MUNICIPAL | Botticelli Rebecca L Residence | VAG408334 | 001 | 1.0478 | 4.78% | 0.00070038 | 0.00073386 | 18.6489 | 2.4932 | 14.959 | 39.9756 | 5.3443 | 32.066 | 19.0179 | 4.3104 | 23.5941 | 18.6489 | 2.4932 | 14.959 | 41.6808 | 5.5723 | 33.4338 | 19.8291 | 4.4943 | 24.6005 | 25.4816 | 3.4066 | 40.8796 | 56.952 | 7.6139 | 91.3668 | 27.0942 | 6.1409 | 67.2275
VA | INSIG | MUNICIPAL | Bowers Multiple Residence | VAG401678 | 001 | 1.0674 | 6.737% | 0.00070038 | 0.00074757 | 18.6489 | 2.4932 | 14.959 | 39.9756 | 5.3443 | 32.066 | 19.0551 | 4.1451 | 20.8048 | 18.6489 | 2.4932 | 14.959 | 42.459 | 5.6763 | 34.058 | 20.2389 | 4.4026 | 22.0972 | 25.0145 | 3.3442 | 40.1303 | 56.952 | 7.6139 | 91.3668 | 27.1472 | 5.9054 | 59.2797
VA | INSIG | MUNICIPAL | Bowling Green Wastewater Treatment Plant | VA0020737 | 001 | 1.1048 | 10.48% | 0.1751 | 0.19345 | 18.6489 | 2.4932 | 14.959 | 9993.9008 | 1336.083 | 8016.498 | 3928.3814 | 466.8788 | 343.3027 | 18.6489 | 2.4932 | 14.959 | 10987.1402 | 1468.869 | 8813.2141 | 4318.8018 | 513.2793 | 377.4217 | 24.1667 | 3.2308 | 38.7701 | 14237.993 | 1903.475 | 22841.7 | 5596.6402 | 665.1473 | 978.1849
VA | INSIG | MUNICIPAL | Bowman, Richard Residence | VAG401785 | 001 | 1.0674 | 6.737% | 0.00070038 | 0.00074757 | 18.6489 | 2.4932 | 14.959 | 39.9756 | 5.3443 | 32.066 | 21.9177 | 3.1938 | 11.9024 | 18.6489 | 2.4932 | 14.959 | 42.459 | 5.6763 | 34.058 | 23.2793 | 3.3923 | 12.6418 | 25.0145 | 3.3442 | 40.1303 | 56.952 | 7.6139 | 91.3668 | 31.2255 | 4.5502 | 33.9139
VA | INSIG | MUNICIPAL | Boxerwood Gardens | VAG408056 | 001 | 0.99879 | -0.1206% | 0.00070038 | 0.00069954 | 18.6489 | 2.4932 | 14.959 | 39.9756 | 5.3443 | 32.066 | 19.5204 | 3.87 | 15.3748 | 18.6489 | 2.4932 | 14.959 | 39.7313 | 5.3117 | 31.87 | 19.4011 | 3.8463 | 15.2808 | 26.7319 | 3.5738 | 42.8854 | 56.952 | 7.6139 | 91.3668 | 27.8101 | 5.5134 | 43.8079
VA | INSIG | MUNICIPAL | Boyce STP | VA0085171 | 001 | 1.0748 | 7.479% | 0.069338 | 0.074524 | 9.3743 | 1.2964 | 14.959 | 1989.3741 | 275.1262 | 3174.5332 | 1566.2698 | 185.5259 | 1455.6242 | 9.3743 | 1.2964 | 14.959 | 2127.6523 | 294.2498 | 3395.1899 | 1675.1387 | 198.4215 | 1556.8023 | 12.4873 | 1.727 | 39.8531 | 2834.1981 | 391.9636 | 9045.3132 | 2231.4148 | 264.3128 | 4147.5632
VA | INSIG | MUNICIPAL | Boyce, Robert Residence | VAG401538 | 001 | 1.1137 | 11.37% | 0.00070038 | 0.00078004 | 18.6489 | 2.4932 | 14.959 | 39.9756 | 5.3443 | 32.066 | 30.4541 | 3.8319 | 18.9688 | 18.6489 | 2.4932 | 14.959 | 44.3037 | 5.923 | 35.5377 | 33.7513 | 4.2468 | 21.0226 | 23.973 | 3.2049 | 38.4593 | 56.952 | 7.6139 | 91.3668 | 43.387 | 5.4592 | 54.0486
VA | INSIG | MUNICIPAL | Boyd, Charlotte & Robert Residence | VAG401335 | 001 | 1.1137 | 11.37% | 0.00070038 | 0.00078004 | 18.6489 | 2.4932 | 14.959 | 39.9756 | 5.3443 | 32.066 | 29.275 | 3.8319 | 18.9688 | 18.6489 | 2.4932 | 14.959 | 44.3037 | 5.923 | 35.5377 | 32.4446 | 4.2468 | 21.0226 | 23.973 | 3.2049 | 38.4593 | 56.952 | 7.6139 | 91.3668 | 41.7072 | 5.4592 | 54.0486
VA | INSIG | MUNICIPAL | Boyer II, Lewis A. Residence | VAG401760 | 001 | 1.1137 | 11.37% | 0.00070038 | 0.00078004 | 18.6489 | 2.4932 | 14.959 | 39.9756 | 5.3443 | 32.066 | 28.1078 | 3.6122 | 15.795 | 18.6489 | 2.4932 | 14.959 | 44.3037 | 5.923 | 35.5377 | 31.151 | 4.0033 | 17.5051 | 23.973 | 3.2049 | 38.4593 | 56.952 | 7.6139 | 91.3668 | 40.0443 | 5.1462 | 45.0053
VA | INSIG | MUNICIPAL | Boyer Mildred A Residence | VAG401285 | 001 | 1.0326 | 3.261% | 0.00070038 | 0.00072322 | 18.6489 | 2.4932 | 14.959 | 39.9756 | 5.3443 | 32.066 | 29.0313 | 2.9257 | 12.7111 | 18.6489 | 2.4932 | 14.959 | 41.0765 | 5.4915 | 32.9491 | 29.8308 | 3.0063 | 13.0611 | 25.8564 | 3.4567 | 41.4809 | 56.952 | 7.6139 | 91.3668 | 41.36 | 4.1682 | 36.2181
VA | INSIG | MUNICIPAL | Bradfield Aaron M Residence | VAG401807 | 001 | 1.0674 | 6.737% | 0.00070038 | 0.00074757 | 18.6489 | 2.4932 | 14.959 | 39.9756 | 5.3443 | 32.066 | 19.6854 | 3.1938 | 11.9024 | 18.6489 | 2.4932 | 14.959 | 42.459 | 5.6763 | 34.058 | 20.9083 | 3.3923 | 12.6418 | 25.0145 | 3.3442 | 40.1303 | 56.952 | 7.6139 | 91.3668 | 28.0452 | 4.5502 | 33.9139
VA | INSIG | MUNICIPAL | Bradley Herman L and Deborah S | VAG406357 | 001 | 1.1098 | 10.98% | 0.00070038 | 0.0007773 | 18.6489 | 2.4932 | 14.959 | 39.9756 | 5.3443 | 32.066 | 13.3635 | 0.49211 | 0.50267 | 18.6489 | 2.4932 | 14.959 | 44.1477 | 5.9021 | 35.4126 | 14.7581 | 0.54347 | 0.55513 | 24.0577 | 3.2163 | 38.5952 | 56.952 | 7.6139 | 91.3668 | 19.0385 | 0.70109 | 1.4323
VA | INSIG | MUNICIPAL | Branner John Residence 1 | VAG408319 | 001 | 1.0674 | 6.737% | 0.00070038 | 0.00074757 | 18.6489 | 2.4932 | 14.959 | 39.9756 | 5.3443 | 32.066 | 31.6798 | 4.3524 | 24.9865 | 18.6489 | 2.4932 | 14.959 | 42.459 | 5.6763 | 34.058 | 33.6478 | 4.6228 | 26.5387 | 25.0145 | 3.3442 | 40.1303 | 56.952 | 7.6139 | 91.3668 | 45.1332 | 6.2007 | 71.1949
VA | INSIG | MUNICIPAL | Branner John Residence 2 | VAG408320 | 001 | 1.0674 | 6.737% | 0.00070038 | 0.00074757 | 18.6489 | 2.4932 | 14.959 | 39.9756 | 5.3443 | 32.066 | 31.6798 | 4.3524 | 24.9865 | 18.6489 | 2.4932 | 14.959 | 42.459 | 5.6763 | 34.058 | 33.6478 | 4.6228 | 26.5387 | 25.0145 | 3.3442 | 40.1303 | 56.952 | 7.6139 | 91.3668 | 45.1332 | 6.2007 | 71.1949
VA | INSIG | MUNICIPAL | Branner John Residence 3 | VAG408352 | 001 | 1.0674 | 6.737% | 0.00070038 | 0.00074757 | 18.6489 | 2.4932 | 14.959 | 39.9756 | 5.3443 | 32.066 | 32.4143 | 4.3524 | 24.9865 | 18.6489 | 2.4932 | 14.959 | 42.459 | 5.6763 | 34.058 | 34.428 | 4.6228 | 26.5387 | 25.0145 | 3.3442 | 40.1303 | 56.952 | 7.6139 | 91.3668 | 46.1796 | 6.2007 | 71.1949
VA | INSIG | MUNICIPAL | Bras Gilbert Property | VAG406445 | 001 | 1.1098 | 10.98% | 0.00070038 | 0.0007773 | 18.6489 | 2.4932 | 14.959 | 39.9756 | 5.3443 | 32.066 | 28.2905 | 4.7953 | 19.883 | 18.6489 | 2.4932 | 14.959 | 44.1477 | 5.9021 | 35.4126 | 31.243 | 5.2958 | 21.9581 | 24.0577 | 3.2163 | 38.5952 | 56.952 | 7.6139 | 91.3668 | 40.3045 | 6.8318 | 56.6533
VA | INSIG | MUNICIPAL | Braxton, Christine Residence | VAG401969 | 001 | 1.0478 | 4.78% | 0.00070038 | 0.00073386 | 18.6489 | 2.4932 | 14.959 | 39.9756 | 5.3443 | 32.066 | 14.9454 | 4.3104 | 23.5941 | 18.6489 | 2.4932 | 14.959 | 41.6808 | 5.5723 | 33.4338 | 15.5829 | 4.4943 | 24.6005 | 25.4816 | 3.4066 | 40.8796 | 56.952 | 7.6139 | 91.3668 | 21.2923 | 6.1409 | 67.2275
VA | INSIG | MUNICIPAL | Brazaitis, Stanley & Carol Residence | VAG401614 | 001 | 1.0774 | 7.738% | 0.00070038 | 0.00075458 | 18.6489 | 2.4932 | 14.959 | 39.9756 | 5.3443 | 32.066 | 36.7389 | 4.2675 | 22.0989 | 18.6489 | 2.4932 | 14.959 | 42.8575 | 5.7296 | 34.3777 | 39.3875 | 4.5752 | 23.6921 | 24.7819 | 3.3131 | 39.7571 | 56.952 | 7.6139 | 91.3668 | 52.3408 | 6.0798 | 62.9672
VA | INSIG | MUNICIPAL | Brazeau Clement A and Charlotte S Residence | VAG408375 | 001 | 1.0674 | 6.737% | 0.00070038 | 0.00074757 | 18.6489 | 2.4932 | 14.959 | 39.9756 | 5.3443 | 32.066 | 28.45 | 4.3524 | 24.9865 | 18.6489 | 2.4932 | 14.959 | 42.459 | 5.6763 | 34.058 | 30.2174 | 4.6228 | 26.5387 | 25.0145 | 3.3442 | 40.1303 | 56.952 | 7.6139 | 91.3668 | 40.5319 | 6.2007 | 71.1949
VA | INSIG | MUNICIPAL | Breeden Randy C and Pamela Jane Residence | VAG408068 | 001 | 1.0674 | 6.737% | 0.00070038 | 0.00074757 | 18.6489 | 2.4932 | 14.959 | 39.9756 | 5.3443 | 32.066 | 29.0591 | 4.2525 | 17.2348 | 18.6489 | 2.4932 | 14.959 | 42.459 | 5.6763 | 34.058 | 30.8644 | 4.5167 | 18.3054 | 25.0145 | 3.3442 | 40.1303 | 56.952 | 7.6139 | 91.3668 | 41.3996 | 6.0584 | 49.1077
VA | INSIG | MUNICIPAL | Breeding Shane Residence | VAG406324 | 001 | 1.1098 | 10.98% | 0.00070038 | 0.0007773 | 18.6489 | 2.4932 | 14.959 | 39.9756 | 5.3443 | 32.066 | 28.1945 | 5.2832 | 22.9886 | 18.6489 | 2.4932 | 14.959 | 44.1477 | 5.9021 | 35.4126 | 31.137 | 5.8346 | 25.3878 | 24.0577 | 3.2163 | 38.5952 | 56.952 | 7.6139 | 91.3668 | 40.1677 | 7.5268 | 65.5023
VA | INSIG | MUNICIPAL | Brenda Barnes Residence | VAG404156 | 001 | 1.0726 | 7.264% | 0.00070038 | 0.00075126 | 18.6489 | 2.4932 | 14.959 | 39.9756 | 5.3443 | 32.066 | 14.3422 | 1.6446 | 2.4167 | 18.6489 | 2.4932 | 14.959 | 42.6689 | 5.7044 | 34.2264 | 15.3085 | 1.7554 | 2.5796 | 24.8915 | 3.3277 | 39.9328 | 56.952 | 7.6139 | 91.3668 | 20.4329 | 2.343 | 6.8861
VA | INSIG | MUNICIPAL | Brenner, George E Residence | VAG401764 | 001 | 1.0259 | 2.592% | 0.00070038 | 0.00071853 | 18.6489 | 2.4932 | 14.959 | 39.9756 | 5.3443 | 32.066 | 18.2355 | 2.349 | 8.9353 | 18.6489 | 2.4932 | 14.959 | 40.8102 | 5.4559 | 32.7354 | 18.6162 | 2.3981 | 9.1218 | 26.0252 | 3.4793 | 41.7516 | 56.952 | 7.6139 | 91.3668 | 25.9795 | 3.3466 | 25.4596
VA | INSIG | MUNICIPAL | Briehmaier Lothar Residence | VAG406337 | 001 | 1.1098 | 10.98% | 0.00070038 | 0.0007773 | 18.6489 | 2.4932 | 14.959 | 39.9756 | 5.3443 | 32.066 | 19.1534 | 1.2763 | 2.491 | 18.6489 | 2.4932 | 14.959 | 44.1477 | 5.9021 | 35.4126 | 21.1523 | 1.4095 | 2.7509 | 24.0577 | 3.2163 | 38.5952 | 56.952 | 7.6139 | 91.3668 | 27.2872 | 1.8183 | 7.0976
VA | INSIG | MUNICIPAL | Brinkley Martin W Residence | VAG408376 | 001 | 1.0259 | 2.592% | 0.00070038 | 0.00071853 | 18.6489 | 2.4932 | 14.959 | 39.9756 | 5.3443 | 32.066 | 15.6199 | 2.349 | 8.9353 | 18.6489 | 2.4932 | 14.959 | 40.8102 | 5.4559 | 32.7354 | 15.946 | 2.3981 | 9.1218 | 26.0252 | 3.4793 | 41.7516 | 56.952 | 7.6139 | 91.3668 | 22.2532 | 3.3466 | 25.4596
VA | INSIG | MUNICIPAL | Bristow Manor Golf Club | VPA00012 | 001 | 1.0911 | 9.115% |  | 0.01 | 18.7 | 2.5 | 30 | 569.5197 | 76.139 | 913.668 | 312.7282 | 41.7822 | 126.279 | 18.7 | 2.5 | 30 | 569.5197 | 76.139 | 913.668 | 312.7282 | 41.7822 | 126.279 | 18.7 | 2.5 | 30 | 569.5197 | 76.139 | 913.668 | 312.7282 | 41.7822 | 126.279
VA | INSIG | MUNICIPAL | Brogan Kimberly Residence | VAG401798 | 001 | 1.0774 | 7.738% | 0.00070038 | 0.00075458 | 18.6489 | 2.4932 | 14.959 | 39.9756 | 5.3443 | 32.066 | 35.6609 | 4.2675 | 22.0989 | 18.6489 | 2.4932 | 14.959 | 42.8575 | 5.7296 | 34.3777 | 38.2318 | 4.5752 | 23.6921 | 24.7819 | 3.3131 | 39.7571 | 56.952 | 7.6139 | 91.3668 | 50.8049 | 6.0798 | 62.9672
VA | INSIG | MUNICIPAL | Brown Kevin and Julie - Residence | VAG406388 | 001 | 1.083 | 8.299% | 0.00070038 | 0.00075851 | 18.6489 | 2.4932 | 14.959 | 39.9756 | 5.3443 | 32.066 | 21.7181 | 2.6591 | 2.3285 | 18.6489 | 2.4932 | 14.959 | 43.0804 | 5.7594 | 34.5564 | 23.4049 | 2.8657 | 2.5093 | 24.6537 | 3.296 | 39.5515 | 56.952 | 7.6139 | 91.3668 | 30.9412 | 3.7884 | 6.6347
VA | INSIG | MUNICIPAL | Brown, Ollie & Louise Residence | VAG401723 | 001 | 1.1137 | 11.37% | 0.00070038 | 0.00078004 | 18.6489 | 2.4932 | 14.959 | 39.9756 | 5.3443 | 32.066 | 33.2107 | 2.7382 | 9.6968 | 18.6489 | 2.4932 | 14.959 | 44.3037 | 5.923 | 35.5377 | 36.8063 | 3.0347 | 10.7467 | 23.973 | 3.2049 | 38.4593 | 56.952 | 7.6139 | 91.3668 | 47.3142 | 3.9011 | 27.6295
VA | INSIG | MUNICIPAL | Browns In and Out Market | VAG408353 | 001 | 1.1118 | 11.18% | 0.00070038 | 0.00077869 | 18.6489 | 2.4932 | 14.959 | 39.9756 | 5.3443 | 32.066 | 26.5017 | 3.6446 | 14.9616 | 18.6489 | 2.4932 | 14.959 | 44.2269 | 5.9127 | 35.4762 | 29.3201 | 4.0322 | 16.5528 | 24.0146 | 3.2105 | 38.5261 | 56.952 | 7.6139 | 91.3668 | 37.7561 | 5.1923 | 42.6307
VA | INSIG | MUNICIPAL | Brydge Steve and Rebecca Residence Lot 4 | VAG401971 | 001 | 1.0674 | 6.737% | 0.00070038 | 0.00074757 | 18.6489 | 2.4932 | 14.959 | 39.9756 | 5.3443 | 32.066 | 28.45 | 4.3524 | 24.9865 | 18.6489 | 2.4932 | 14.959 | 42.459 | 5.6763 | 34.058 | 30.2174 | 4.6228 | 26.5387 | 25.0145 | 3.3442 | 40.1303 | 56.952 | 7.6139 | 91.3668 | 40.5319 | 6.2007 | 71.1949
VA | INSIG | MUNICIPAL | Brydge, Steve & Rebecca Residence | VAG401972 | 001 | 1.0674 | 6.737% | 0.00070038 | 0.00074757 | 18.6489 | 2.4932 | 14.959 | 39.9756 | 5.3443 | 32.066 | 28.45 | 4.3524 | 24.9865 | 18.6489 | 2.4932 | 14.959 | 42.459 | 5.6763 | 34.058 | 30.2174 | 4.6228 | 26.5387 | 25.0145 | 3.3442 | 40.1303 | 56.952 | 7.6139 | 91.3668 | 40.5319 | 6.2007 | 71.1949
VA | INSIG | MUNICIPAL | Buchanan Town - Sewage Treatment Plant | VA0022225 | 001 | 1.0413 | 4.13% | 0.16634 | 0.17321 | 18.6489 | 2.4932 | 14.959 | 9494.2058 | 1269.2788 | 7615.6731 | 5707.3749 | 795.0796 | 3790.0896 | 18.6489 | 2.4932 | 14.959 | 9837.7874 | 1315.2122 | 7891.2733 | 5913.9165 | 823.8524 | 3927.2475 | 25.6406 | 3.4279 | 41.1347 | 13526.0933 | 1808.3012 | 21699.615 | 8131.1157 | 1132.7247 | 10799.2406
VA | INSIG | MUNICIPAL | Buck Regina M Residence | VAG406059 | 001 | 1.147 | 14.7% | 0.00070038 | 0.00080337 | 18.6489 | 2.4932 | 14.959 | 39.9756 | 5.3443 | 32.066 | 20.9592 | 3.3928 | 14.4085 | 18.6489 | 2.4932 | 14.959 | 45.6287 | 6.1001 | 36.6005 | 23.9231 | 3.8726 | 16.446 | 23.2769 | 3.1119 | 37.3426 | 56.952 | 7.6139 | 91.3668 | 29.8599 | 4.8336 | 41.0546
VA | INSIG | MUNICIPAL | Buckingham Co Water System/Dillwyn STP | VA0027294 | 001 | 1.0094 | 0.9385% | 0.14008 | 0.14139 | 9.3245 | 1.2466 | 14.959 | 3997.5603 | 534.4332 | 6413.1984 | 1845.0517 | 240.0941 | 979.5504 | 9.3245 | 1.2466 | 14.959 | 4015.2579 | 536.7992 | 6441.5903 | 1853.2199 | 241.157 | 983.8869 | 13.2257 | 1.7681 | 42.4354 | 5695.1972 | 761.39 | 18273.36 | 2628.5865 | 342.0545 | 2791.0686
VA | INSIG | MUNICIPAL | Buckland Market | VAG406476 | 001 | 1.083 | 8.299% | 0.00070038 | 0.00075851 | 18.6489 | 2.4932 | 14.959 | 39.9756 | 5.3443 | 32.066 | 11.4723 | 1.6569 | 0.90653 | 18.6489 | 2.4932 | 14.959 | 43.0804 | 5.7594 | 34.5564 | 12.3633 | 1.7856 | 0.97693 | 24.6537 | 3.296 | 39.5515 | 56.952 | 7.6139 | 91.3668 | 16.3442 | 2.3605 | 2.583
VA | INSIG | MUNICIPAL | Buckland Mill Road Residence | VAG406488 | 001 | 1.083 | 8.299% | 0.00070038 | 0.00075851 | 18.6489 | 2.4932 | 14.959 | 39.9756 | 5.3443 | 32.066 | 11.4723 | 1.6569 | 0.90653 | 18.6489 | 2.4932 | 14.959 | 43.0804 | 5.7594 | 34.5564 | 12.3633 | 1.7856 | 0.97693 | 24.6537 | 3.296 | 39.5515 | 56.952 | 7.6139 | 91.3668 | 16.3442 | 2.3605 | 2.583
VA | INSIG | MUNICIPAL | Buckley, Carie & Debbie Residence | VAG401312 | 001 | 1.0478 | 4.78% | 0.00070038 | 0.00073386 | 18.6489 | 2.4932 | 14.959 | 39.9756 | 5.3443 | 32.066 | 18.9329 | 4.3134 | 23.5539 | 18.6489 | 2.4932 | 14.959 | 41.6808 | 5.5723 | 33.4338 | 19.7404 | 4.4974 | 24.5586 | 25.4816 | 3.4066 | 40.8796 | 56.952 | 7.6139 | 91.3668 | 26.9731 | 6.1451 | 67.1131
VA | INSIG | MUNICIPAL | Budwash Terry and Catherine Residence | VAG401880 | 001 | 1.0774 | 7.738% | 0.00070038 | 0.00075458 | 18.6489 | 2.4932 | 14.959 | 39.9756 | 5.3443 | 32.066 | 34.2993 | 3.8465 | 19.3761 | 18.6489 | 2.4932 | 14.959 | 42.8575 | 5.7296 | 34.3777 | 36.7721 | 4.1238 | 20.773 | 24.7819 | 3.3131 | 39.7571 | 56.952 | 7.6139 | 91.3668 | 48.8652 | 5.4799 | 55.209
VA | INSIG | MUNICIPAL | Bugg Gary and Elizabeth Residence | VAG408096 | 001 | 1.0674 | 6.737% | 0.00070038 | 0.00074757 | 18.6489 | 2.4932 | 14.959 | 39.9756 | 5.3443 | 32.066 | 26.2607 | 4.2525 | 17.2348 | 18.6489 | 2.4932 | 14.959 | 42.459 | 5.6763 | 34.058 | 27.8921 | 4.5167 | 18.3054 | 25.0145 | 3.3442 | 40.1303 | 56.952 | 7.6139 | 91.3668 | 37.4128 | 6.0584 | 49.1077
VA | INSIG | MUNICIPAL | Buhl Electric | VAG408183 | 001 | 1.084 | 8.401% | 0.00070038 | 0.00075922 | 18.6489 | 2.4932 | 14.959 | 39.9756 | 5.3443 | 32.066 | 21.3013 | 2.6218 | 8.5642 | 18.6489 | 2.4932 | 14.959 | 43.1211 | 5.7648 | 34.5891 | 22.9774 | 2.8281 | 9.2381 | 24.6305 | 3.2928 | 39.5141 | 56.952 | 7.6139 | 91.3668 | 30.3473 | 3.7352 | 24.4024
VA | INSIG | MUNICIPAL | Bull Run Mountains Conservancy Incorporated | VAG406314 | 001 | 1.083 | 8.299% | 0.00070038 | 0.00075851 | 18.6489 | 2.4932 | 14.959 | 39.9756 | 5.3443 | 32.066 | 11.4723 | 1.6569 | 0.90653 | 18.6489 | 2.4932 | 14.959 | 43.0804 | 5.7594 | 34.5564 | 12.3633 | 1.7856 | 0.97693 | 24.6537 | 3.296 | 39.5515 | 56.952 | 7.6139 | 91.3668 | 16.3442 | 2.3605 | 2.583
VA | INSIG | MUNICIPAL | Bulman Brian Residence | VAG401623 | 001 | 1.0326 | 3.261% | 0.00070038 | 0.00072322 | 18.6489 | 2.4932 | 14.959 | 39.9756 | 5.3443 | 32.066 | 39.6779 | 4.0782 | 19.8851 | 18.6489 | 2.4932 | 14.959 | 41.0765 | 5.4915 | 32.9491 | 40.7706 | 4.1905 | 20.4328 | 25.8564 | 3.4567 | 41.4809 | 56.952 | 7.6139 | 91.3668 | 56.5279 | 5.81 | 56.6594
VA | INSIG | MUNICIPAL | Burgess Brian and Melody Residence | VAG401116 | 001 | 1.0674 | 6.737% | 0.00070038 | 0.00074757 | 18.6489 | 2.4932 | 14.959 | 39.9756 | 5.3443 | 32.066 | 31.6869 | 4.3524 | 24.9865 | 18.6489 | 2.4932 | 14.959 | 42.459 | 5.6763 | 34.058 | 33.6554 | 4.6228 | 26.5387 | 25.0145 | 3.3442 | 40.1303 | 56.952 | 7.6139 | 91.3668 | 45.1433 | 6.2007 | 71.1949
VA | INSIG | MUNICIPAL | Burke June M Residence | VAG406313 | 001 | 1.083 | 8.299% | 0.00070038 | 0.00075851 | 18.6489 | 2.4932 | 14.959 | 39.9756 | 5.3443 | 32.066 | 22.5599 | 2.9328 | 4.4319 | 18.6489 | 2.4932 | 14.959 | 43.0804 | 5.7594 | 34.5564 | 24.312 | 3.1605 | 4.7761 | 24.6537 | 3.296 | 39.5515 | 56.952 | 7.6139 | 91.3668 | 32.1403 | 4.1782 | 12.6279
VA | INSIG | MUNICIPAL | Burke, Elaine R. Residence | VAG401525 | 001 | 1.0774 | 7.738% | 0.00070038 | 0.00075458 | 18.6489 | 2.4932 | 14.959 | 39.9756 | 5.3443 | 32.066 | 35.6609 | 4.2675 | 22.0989 | 18.6489 | 2.4932 | 14.959 | 42.8575 | 5.7296 | 34.3777 | 38.2318 | 4.5752 | 23.6921 | 24.7819 | 3.3131 | 39.7571 | 56.952 | 7.6139 | 91.3668 | 50.8049 | 6.0798 | 62.9672
VA | INSIG | MUNICIPAL | Burkholder Brian and Kelly Residence | VAG408062 | 001 | 1.0674 | 6.737% | 0.00070038 | 0.00074757 | 18.6489 | 2.4932 | 14.959 | 39.9756 | 5.3443 | 32.066 | 18.7805 | 4.1451 | 20.8048 | 18.6489 | 2.4932 | 14.959 | 42.459 | 5.6763 | 34.058 | 19.9472 | 4.4026 | 22.0972 | 25.0145 | 3.3442 | 40.1303 | 56.952 | 7.6139 | 91.3668 | 26.756 | 5.9054 | 59.2797
VA | INSIG | MUNICIPAL | Burkholder Charlotte H Residence | VAG408333 | 001 | 1.0674 | 6.737% | 0.00070038 | 0.00074757 | 18.6489 | 2.4932 | 14.959 | 39.9756 | 5.3443 | 32.066 | 28.45 | 4.3524 | 24.9865 | 18.6489 | 2.4932 | 14.959 | 42.459 | 5.6763 | 34.058 | 30.2174 | 4.6228 | 26.5387 | 25.0145 | 3.3442 | 40.1303 | 56.952 | 7.6139 | 91.3668 | 40.5319 | 6.2007 | 71.1949
VA | INSIG | MUNICIPAL | Burns Michael A Estate Residence | VAG406526 | 001 | 1.083 | 8.299% | 0.00070038 | 0.00075851 | 18.6489 | 2.4932 | 14.959 | 39.9756 | 5.3443 | 32.066 | 23.132 | 2.9328 | 4.4319 | 18.6489 | 2.4932 | 14.959 | 43.0804 | 5.7594 | 34.5564 | 24.9286 | 3.1605 | 4.7761 | 24.6537 | 3.296 | 39.5515 | 56.952 | 7.6139 | 91.3668 | 32.9554 | 4.1782 | 12.6279
VA | INSIG | MUNICIPAL | Bush, Kathleen E Residence | VAG401772 | 001 | 1.0774 | 7.738% | 0.00070038 | 0.00075458 | 18.6489 | 2.4932 | 14.959 | 39.9756 | 5.3443 | 32.066 | 38.1591 | 3.9471 | 18.6246 | 18.6489 | 2.4932 | 14.959 | 42.8575 | 5.7296 | 34.3777 | 40.9101 | 4.2316 | 19.9673 | 24.7819 | 3.3131 | 39.7571 | 56.952 | 7.6139 | 91.3668 | 54.364 | 5.6233 | 53.0678
VA | INSIG | MUNICIPAL | Buster, Mark & Glenda Residence | VAG401643 | 001 | 1.0674 | 6.737% | 0.00070038 | 0.00074757 | 18.6489 | 2.4932 | 14.959 | 39.9756 | 5.3443 | 32.066 | 29.3171 | 4.2547 | 23.824 | 18.6489 | 2.4932 | 14.959 | 42.459 | 5.6763 | 34.058 | 31.1384 | 4.519 | 25.304 | 25.0145 | 3.3442 | 40.1303 | 56.952 | 7.6139 | 91.3668 | 41.7672 | 6.0615 | 67.8826
VA | INSIG | MUNICIPAL | Butler, Alexander W Residence | VAG401594 | 001 | 1.1137 | 11.37% | 0.00070038 | 0.00078004 | 18.6489 | 2.4932 | 14.959 | 39.9756 | 5.3443 | 32.066 | 30.8876 | 3.8319 | 18.9688 | 18.6489 | 2.4932 | 14.959 | 44.3037 | 5.923 | 35.5377 | 34.2317 | 4.2468 | 21.0226 | 23.973 | 3.2049 | 38.4593 | 56.952 | 7.6139 | 91.3668 | 44.0045 | 5.4592 | 54.0486
VA | INSIG | MUNICIPAL | Butler, Kevin & Peggy Residence | VAG401593 | 001 | 1.1137 | 11.37% | 0.00070038 | 0.00078004 | 18.6489 | 2.4932 | 14.959 | 39.9756 | 5.3443 | 32.066 | 30.8876 | 3.8319 | 18.9688 | 18.6489 | 2.4932 | 14.959 | 44.3037 | 5.923 | 35.5377 | 34.2317 | 4.2468 | 21.0226 | 23.973 | 3.2049 | 38.4593 | 56.952 | 7.6139 | 91.3668 | 44.0045 | 5.4592 | 54.0486
VA | INSIG | MUNICIPAL | Byler Shawn A and Sharon K Residence | VAG408251 | 001 | 1.0674 | 6.737% | 0.00070038 | 0.00074757 | 18.6489 | 2.4932 | 14.959 | 39.9756 | 5.3443 | 32.066 | 26.8477 | 4.3524 | 24.9865 | 18.6489 | 2.4932 | 14.959 | 42.459 | 5.6763 | 34.058 | 28.5156 | 4.6228 | 26.5387 | 25.0145 | 3.3442 | 40.1303 | 56.952 | 7.6139 | 91.3668 | 38.2491 | 6.2007 | 71.1949
VA | INSIG | MUNICIPAL | Byler Stephen J and Douglas A Residence | VAG408343 | 001 | 1.0674 | 6.737% | 0.00070038 | 0.00074757 | 18.6489 | 2.4932 | 14.959 | 39.9756 | 5.3443 | 32.066 | 18.2243 | 4.1451 | 20.8048 | 18.6489 | 2.4932 | 14.959 | 42.459 | 5.6763 | 34.058 | 19.3565 | 4.4026 | 22.0972 | 25.0145 | 3.3442 | 40.1303 | 56.952 | 7.6139 | 91.3668 | 25.9636 | 5.9054 | 59.2797
VA | INSIG | MUNICIPAL | Byrom and Jackson Residence | VAG401230 | 001 | 1.0259 | 2.592% | 0.00070038 | 0.00071853 | 18.6489 | 2.4932 | 14.959 | 39.9756 | 5.3443 | 32.066 | 15.6928 | 2.349 | 8.9353 | 18.6489 | 2.4932 | 14.959 | 40.8102 | 5.4559 | 32.7354 | 16.0204 | 2.3981 | 9.1218 | 26.0252 | 3.4793 | 41.7516 | 56.952 | 7.6139 | 91.3668 | 22.357 | 3.3466 | 25.4596
VA | INSIG | MUNICIPAL | C&D Pools and Spas Inc | VAG401611 | 001 | 1.0674 | 6.737% | 0.00070038 | 0.00074757 | 18.6489 | 2.4932 | 14.959 | 39.9756 | 5.3443 | 32.066 | 26.2607 | 4.2525 | 17.2348 | 18.6489 | 2.4932 | 14.959 | 42.459 | 5.6763 | 34.058 | 27.8921 | 4.5167 | 18.3054 | 25.0145 | 3.3442 | 40.1303 | 56.952 | 7.6139 | 91.3668 | 37.4128 | 6.0584 | 49.1077
VA | INSIG | MUNICIPAL | Cain, Steven E & Diane M Residence | VAG401680 | 001 | 1.0674 | 6.737% | 0.00070038 | 0.00074757 | 18.6489 | 2.4932 | 14.959 | 39.9756 | 5.3443 | 32.066 | 32.8273 | 4.3524 | 24.9865 | 18.6489 | 2.4932 | 14.959 | 42.459 | 5.6763 | 34.058 | 34.8666 | 4.6228 | 26.5387 | 25.0145 | 3.3442 | 40.1303 | 56.952 | 7.6139 | 91.3668 | 46.7681 | 6.2007 | 71.1949
VA | INSIG | MUNICIPAL | Call/Fitzsimmons Property | VAG408250 | 001 | 1.0774 | 7.738% | 0.00070038 | 0.00075458 | 18.6489 | 2.4932 | 14.959 | 39.9756 | 5.3443 | 32.066 | 33.3572 | 3.7293 | 17.5855 | 18.6489 | 2.4932 | 14.959 | 42.8575 | 5.7296 | 34.3777 | 35.762 | 3.9982 | 18.8533 | 24.7819 | 3.3131 | 39.7571 | 56.952 | 7.6139 | 91.3668 | 47.523 | 5.3131 | 50.1071
VA | INSIG | MUNICIPAL | Callao Wastewater Treatment Plant | VA0091421 | 001 | 0.98544 | -1.456% | 0.042023 | 0.041411 | 18.6489 | 2.4932 | 14.959 | 2398.5362 | 320.6599 | 1923.9595 | 2062.2993 | 158.3817 | 298.556 | 18.6489 | 2.4932 | 14.959 | 2351.994 | 314.4377 | 1886.6262 | 2022.2816 | 155.3084 | 292.7627 | 27.0943 | 3.6222 | 43.4667 | 3417.1183 | 456.834 | 5482.008 | 2938.0923 | 225.6414 | 850.6865
VA | INSIG | MUNICIPAL | Calvary Mennonite Fellowship | VA0062928 | 001 | 1.0674 | 6.737% | 0.0035019 | 0.0037378 | 18.6489 | 2.4932 | 14.959 | 199.878 | 26.7217 | 160.33 | 92.6948 | 20.7256 | 104.0238 | 18.6489 | 2.4932 | 14.959 | 212.295 | 28.3817 | 170.2901 | 98.4533 | 22.0131 | 110.486 | 25.0145 | 3.3442 | 40.1303 | 284.7599 | 38.0695 | 456.834 | 132.0594 | 29.5271 | 296.3987
VA | INSIG | MUNICIPAL | CAMELOT STP | VA0025488 | 001 | 1.1118 | 11.18% | 0.25564 | 0.28422 | 18.6489 | 2.4932 | 14.959 | 14591.0952 | 1950.6812 | 11704.0871 | 8197.7042 | 1360.5801 | 5465.5042 | 18.6489 | 2.4932 | 14.959 | 16142.8356 | 2158.1331 | 12948.7986 | 9069.5174 | 1505.2757 | 6046.7521 | 24.0146 | 3.2105 | 38.5261 | 20787.4698 | 2779.0735 | 33348.882 | 11679.0087 | 1938.3752 | 15573.0604
VA | INSIG | MUNICIPAL | Camp Accovac | VAG401241 | 001 | 1.0259 | 2.592% | 0.00070038 | 0.00071853 | 18.6489 | 2.4932 | 14.959 | 39.9756 | 5.3443 | 32.066 | 13.137 | 2.6143 | 8.3209 | 18.6489 | 2.4932 | 14.959 | 40.8102 | 5.4559 | 32.7354 | 13.4113 | 2.6689 | 8.4946 | 26.0252 | 3.4793 | 41.7516 | 56.952 | 7.6139 | 91.3668 | 18.7159 | 3.7245 | 23.7091
VA | INSIG | MUNICIPAL | Camp Blue Ridge STP | VA0072991 | 001 | 1.0135 | 1.352% | 0.01751 | 0.017746 | 18.6489 | 2.4932 | 14.959 | 999.3901 | 133.6083 | 801.6498 | 435.8635 | 81.9624 | 326.9633 | 18.6489 | 2.4932 | 14.959 | 1007.9245 | 134.7493 | 808.4956 | 439.5856 | 82.6623 | 329.7554 | 26.3435 | 3.5219 | 42.2624 | 1423.7993 | 190.3475 | 2284.17 | 620.9609 | 116.7692 | 931.6284
VA | INSIG | MUNICIPAL | Camp Happyland | VA0074381 | 001 | 1.1098 | 10.98% | 0.01821 | 0.02021 | 18.6489 | 2.4932 | 14.959 | 1039.3657 | 138.9526 | 833.7158 | 718.3114 | 124.6787 | 516.9579 | 18.6489 | 2.4932 | 14.959 | 1147.8403 | 153.4546 | 920.7276 | 793.2788 | 137.691 | 570.9108 | 24.0577 | 3.2163 | 38.5952 | 1480.7513 | 197.9614 | 2375.5368 | 1023.3554 | 177.6258 | 1472.9869
VA | INSIG | MUNICIPAL | Camp Overlook | VA0083305 | 001 | 1.0674 | 6.737% | 0.021012 | 0.022427 | 18.6489 | 2.4932 | 14.959 | 1199.2681 | 160.33 | 961.9798 | 589.3787 | 130.572 | 749.5947 | 18.6489 | 2.4932 | 14.959 | 1273.7698 | 170.2901 | 1021.7404 | 625.9925 | 138.6835 | 796.1615 | 25.0145 | 3.3442 | 40.1303 | 1708.5592 | 228.417 | 2741.004 | 839.6692 | 186.0218 | 2135.8476
VA | INSIG | MUNICIPAL | Camp Red Arrow WWTP | VA0092452 | 001 | 1.1098 | 10.98% | 0.038521 | 0.042751 | 18.6489 | 2.4932 | 14.959 | 2198.6582 | 293.9383 | 1763.6296 | 1679.1588 | 290.5775 | 1264.3737 | 18.6489 | 2.4932 | 14.959 | 2428.1238 | 324.6155 | 1947.6929 | 1854.4063 | 320.904 | 1396.3316 | 24.0577 | 3.2163 | 38.5952 | 3132.3585 | 418.7645 | 5025.174 | 2392.2443 | 413.9766 | 3602.6261
VA | INSIG | MUNICIPAL | Camp Shenandoah STP | VA0060917 | 001 | 1.0478 | 4.78% | 0.0020311 | 0.0021282 | 18.6489 | 2.4932 | 14.959 | 115.9292 | 15.4986 | 92.9914 | 53.8536 | 11.01 | 50.6351 | 18.6489 | 2.4932 | 14.959 | 120.8742 | 16.1597 | 96.9579 | 56.1507 | 11.4796 | 52.7949 | 25.4816 | 3.4066 | 40.8796 | 165.1607 | 22.0803 | 264.9637 | 76.7235 | 15.6855 | 144.2764
VA | INSIG | MUNICIPAL | Campbell Gary and Frankie Residence | VAG408087 | 001 | 1.0478 | 4.78% | 0.00070038 | 0.00073386 | 18.6489 | 2.4932 | 14.959 | 39.9756 | 5.3443 | 32.066 | 18.8479 | 4.3163 | 23.5138 | 18.6489 | 2.4932 | 14.959 | 41.6808 | 5.5723 | 33.4338 | 19.6518 | 4.5004 | 24.5168 | 25.4816 | 3.4066 | 40.8796 | 56.952 | 7.6139 | 91.3668 | 26.8519 | 6.1493 | 66.9986
VA | INSIG | MUNICIPAL | Campbell Gary H and Maryann Res | VAG401650 | 001 | 1.1137 | 11.37% | 0.00070038 | 0.00078004 | 18.6489 | 2.4932 | 14.959 | 39.9756 | 5.3443 | 32.066 | 29.0396 | 2.7382 | 9.6968 | 18.6489 | 2.4932 | 14.959 | 44.3037 | 5.923 | 35.5377 | 32.1837 | 3.0347 | 10.7467 | 23.973 | 3.2049 | 38.4593 | 56.952 | 7.6139 | 91.3668 | 41.3718 | 3.9011 | 27.6295
VA | INSIG | MUNICIPAL | Campbell James and Selena Campbell Residence | VAG407278 | 001 | 1.0695 | 6.951% | 0.00070038 | 0.00074907 | 18.6489 | 2.4932 | 14.959 | 39.9756 | 5.3443 | 32.066 | 29.1147 | 2.9085 | 16.9057 | 18.6489 | 2.4932 | 14.959 | 42.5443 | 5.6877 | 34.1264 | 30.9855 | 3.0954 | 17.992 | 24.9644 | 3.3375 | 40.0498 | 56.952 | 7.6139 | 91.3668 | 41.4787 | 4.1437 | 48.1699
VA | INSIG | MUNICIPAL | Campbell Rock Allen Residence | VAG402131 | 001 | 0.91292 | -8.708% | 0.00070038 | 0.00063939 | 18.6489 | 2.4932 | 14.959 | 39.9756 | 5.3443 | 32.066 | 16.848 | 1.8386 | 8.1959 | 18.6489 | 2.4932 | 14.959 | 36.3153 | 4.855 | 29.1299 | 15.3054 | 1.6702 | 7.4455 | 29.2464 | 3.9099 | 46.9194 | 56.952 | 7.6139 | 91.3668 | 24.0029 | 2.6194 | 23.353
VA | INSIG | MUNICIPAL | Campbell Walter E Jr Residence | VAG404219 | 001 | 1.0982 | 9.823% | 0.00070038 | 0.00076918 | 18.6489 | 2.4932 | 14.959 | 39.9756 | 5.3443 | 32.066 | 27.6334 | 1.4539 | 3.0505 | 18.6489 | 2.4932 | 14.959 | 43.6869 | 5.8405 | 35.043 | 30.1988 | 1.5889 | 3.3337 | 24.3115 | 3.2502 | 39.0023 | 56.952 | 7.6139 | 91.3668 | 39.3684 | 2.0713 | 8.692
VA | INSIG | MUNICIPAL | Campbell, Boyd S & Kimberly J Residence | VAG401668 | 001 | 1.1137 | 11.37% | 0.00070038 | 0.00078004 | 18.6489 | 2.4932 | 14.959 | 39.9756 | 5.3443 | 32.066 | 33.2107 | 2.7382 | 9.6968 | 18.6489 | 2.4932 | 14.959 | 44.3037 | 5.923 | 35.5377 | 36.8063 | 3.0347 | 10.7467 | 23.973 | 3.2049 | 38.4593 | 56.952 | 7.6139 | 91.3668 | 47.3142 | 3.9011 | 27.6295
VA | INSIG | MUNICIPAL | Campbell, Owen T & Jean Residence | VAG401624 | 001 | 1.1137 | 11.37% | 0.00070038 | 0.00078004 | 18.6489 | 2.4932 | 14.959 | 39.9756 | 5.3443 | 32.066 | 27.0495 | 2.7382 | 9.6968 | 18.6489 | 2.4932 | 14.959 | 44.3037 | 5.923 | 35.5377 | 29.9781 | 3.0347 | 10.7467 | 23.973 | 3.2049 | 38.4593 | 56.952 | 7.6139 | 91.3668 | 38.5366 | 3.9011 | 27.6295
VA | INSIG | MUNICIPAL | Canland Properties Limited Liability Corporation | VAG406072 | 001 | 1.1098 | 10.98% | 0.00070038 | 0.0007773 | 18.6489 | 2.4932 | 14.959 | 39.9756 | 5.3443 | 32.066 | 27.3979 | 5.2832 | 22.9886 | 18.6489 | 2.4932 | 14.959 | 44.1477 | 5.9021 | 35.4126 | 30.2573 | 5.8346 | 25.3878 | 24.0577 | 3.2163 | 38.5952 | 56.952 | 7.6139 | 91.3668 | 39.0329 | 7.5268 | 65.5023
VA | INSIG | MUNICIPAL | Cann, William L. & Lynda B. Residence | VAG401030 | 001 | 1.0326 | 3.261% | 0.00070038 | 0.00072322 | 18.6489 | 2.4932 | 14.959 | 39.9756 | 5.3443 | 32.066 | 36.7059 | 4.0782 | 19.8851 | 18.6489 | 2.4932 | 14.959 | 41.0765 | 5.4915 | 32.9491 | 37.7167 | 4.1905 | 20.4328 | 25.8564 | 3.4567 | 41.4809 | 56.952 | 7.6139 | 91.3668 | 52.2937 | 5.81 | 56.6594
VA | INSIG | MUNICIPAL | Capehart Homes WWTP | VA0088072 | 001 | 1.0807 | 8.071% | 0.0025914 | 0.0028006 | 18.6489 | 2.4932 | 14.959 | 147.9097 | 19.774 | 118.6442 | 130.1505 | 17.978 | 43.1893 | 18.6489 | 2.4932 | 14.959 | 159.063 | 21.2651 | 127.5907 | 139.9646 | 19.3336 | 46.446 | 24.7056 | 3.3029 | 39.6346 | 210.7223 | 28.1714 | 338.0572 | 185.4212 | 25.6126 | 123.0608
VA | INSIG | MUNICIPAL | Caplinger Dennis and Bonnie Residence | VAG408227 | 001 | 1.0674 | 6.737% | 0.00070038 | 0.00074757 | 18.6489 | 2.4932 | 14.959 | 39.9756 | 5.3443 | 32.066 | 29.2365 | 4.3524 | 24.9865 | 18.6489 | 2.4932 | 14.959 | 42.459 | 5.6763 | 34.058 | 31.0527 | 4.6228 | 26.5387 | 25.0145 | 3.3442 | 40.1303 | 56.952 | 7.6139 | 91.3668 | 41.6523 | 6.2007 | 71.1949
VA | INSIG | MUNICIPAL | Capone Constance Residence | VAG406431 | 001 | 1.083 | 8.299% | 0.00070038 | 0.00075851 | 18.6489 | 2.4932 | 14.959 | 39.9756 | 5.3443 | 32.066 | 22.5599 | 2.9328 | 4.4319 | 18.6489 | 2.4932 | 14.959 | 43.0804 | 5.7594 | 34.5564 | 24.312 | 3.1605 | 4.7761 | 24.6537 | 3.296 | 39.5515 | 56.952 | 7.6139 | 91.3668 | 32.1403 | 4.1782 | 12.6279
VA | INSIG | MUNICIPAL | Carden Residence | VAG404197 | 001 | 1.0352 | 3.519% | 0.00070038 | 0.00072503 | 18.6489 | 2.4932 | 14.959 | 39.9756 | 5.3443 | 32.066 | 35.5898 | 3.7852 | 8.0617 | 18.6489 | 2.4932 | 14.959 | 41.1789 | 5.5052 | 33.0312 | 36.6612 | 3.8992 | 8.3044 | 25.7921 | 3.4481 | 41.3777 | 56.952 | 7.6139 | 91.3668 | 50.7037 | 5.3927 | 22.9706
VA | INSIG | MUNICIPAL | Cardinal Village | VA0065196 | 001 | 0.97343 | -2.657% | 0.0042023 | 0.0040906 | 18.6489 | 2.4932 | 14.959 | 239.8536 | 32.066 | 192.396 | 157.2513 | 25.7643 | 27.9749 | 18.6489 | 2.4932 | 14.959 | 232.3337 | 31.0606 | 186.3639 | 152.3211 | 24.9566 | 27.0978 | 27.4285 | 3.6669 | 44.0029 | 341.7118 | 45.6834 | 548.2008 | 224.031 | 36.7056 | 79.7099
VA | INSIG | MUNICIPAL | Carlton & Beverly Spain Residence | VAG404096 | 001 | 1.0569 | 5.688% | 0.00070038 | 0.00074022 | 18.6489 | 2.4932 | 14.959 | 39.9756 | 5.3443 | 32.066 | 19.6869 | 1.6485 | 1.3083 | 18.6489 | 2.4932 | 14.959 | 42.0419 | 5.6206 | 33.7234 | 20.7045 | 1.7337 | 1.3759 | 25.2627 | 3.3774 | 40.5284 | 56.952 | 7.6139 | 91.3668 | 28.0473 | 2.3485 | 3.7277
VA | INSIG | MUNICIPAL | Caroline Furnace Lutheran Camp | VA0090051 | 001 | 1.0326 | 3.261% | 0.0070038 | 0.0072322 | 18.6489 | 2.4932 | 14.959 | 399.756 | 53.4433 | 320.6599 | 214.051 | 29.2572 | 127.1108 | 18.6489 | 2.4932 | 14.959 | 410.765 | 54.9151 | 329.4906 | 219.9458 | 30.0629 | 130.6113 | 25.8564 | 3.4567 | 41.4809 | 569.5197 | 76.139 | 913.668 | 304.9516 | 41.6818 | 362.1815
VA | INSIG | MUNICIPAL | Carr Raymond E III and Susan S Residence Lot 6B | VAG408256 | 001 | 1.0674 | 6.737% | 0.00070038 | 0.00074757 | 18.6489 | 2.4932 | 14.959 | 39.9756 | 5.3443 | 32.066 | 18.2243 | 4.1451 | 20.8048 | 18.6489 | 2.4932 | 14.959 | 42.459 | 5.6763 | 34.058 | 19.3565 | 4.4026 | 22.0972 | 25.0145 | 3.3442 | 40.1303 | 56.952 | 7.6139 | 91.3668 | 25.9636 | 5.9054 | 59.2797
VA | INSIG | MUNICIPAL | Carr Raymond E III and Susan S Residence Lot 6C | VAG408257 | 001 | 1.0674 | 6.737% | 0.00070038 | 0.00074757 | 18.6489 | 2.4932 | 14.959 | 39.9756 | 5.3443 | 32.066 | 18.2243 | 4.1451 | 20.8048 | 18.6489 | 2.4932 | 14.959 | 42.459 | 5.6763 | 34.058 | 19.3565 | 4.4026 | 22.0972 | 25.0145 | 3.3442 | 40.1303 | 56.952 | 7.6139 | 91.3668 | 25.9636 | 5.9054 | 59.2797
VA | INSIG | MUNICIPAL | Carr Raymond E III and Susan S Residence Lot 6D | VAG408258 | 001 | 1.0674 | 6.737% | 0.00070038 | 0.00074757 | 18.6489 | 2.4932 | 14.959 | 39.9756 | 5.3443 | 32.066 | 18.2243 | 4.1451 | 20.8048 | 18.6489 | 2.4932 | 14.959 | 42.459 | 5.6763 | 34.058 | 19.3565 | 4.4026 | 22.0972 | 25.0145 | 3.3442 | 40.1303 | 56.952 | 7.6139 | 91.3668 | 25.9636 | 5.9054 | 59.2797
VA | INSIG | MUNICIPAL | Carr Richard and Evone Residence | VAG401912 | 001 | 1.0259 | 2.592% | 0.00070038 | 0.00071853 | 18.6489 | 2.4932 | 14.959 | 39.9756 | 5.3443 | 32.066 | 18.5839 | 2.349 | 8.9353 | 18.6489 | 2.4932 | 14.959 | 40.8102 | 5.4559 | 32.7354 | 18.9719 | 2.3981 | 9.1218 | 26.0252 | 3.4793 | 41.7516 | 56.952 | 7.6139 | 91.3668 | 26.4759 | 3.3466 | 25.4596
VA | INSIG | MUNICIPAL | Carrington Charles M Residence | VAG406009 | 001 | 1.083 | 8.299% | 0.00070038 | 0.00075851 | 18.6489 | 2.4932 | 14.959 | 39.9756 | 5.3443 | 32.066 | 22.0615 | 2.8315 | 3.7356 | 18.6489 | 2.4932 | 14.959 | 43.0804 | 5.7594 | 34.5564 | 23.7749 | 3.0515 | 4.0257 | 24.6537 | 3.296 | 39.5515 | 56.952 | 7.6139 | 91.3668 | 31.4303 | 4.034 | 10.6439
VA | INSIG | MUNICIPAL | Carroll Craig and JoAnne Residence | VAG401136 | 001 | 1.1137 | 11.37% | 0.00070038 | 0.00078004 | 18.6489 | 2.4932 | 14.959 | 39.9756 | 5.3443 | 32.066 | 28.7959 | 4.0831 | 18.1167 | 18.6489 | 2.4932 | 14.959 | 44.3037 | 5.923 | 35.5377 | 31.9136 | 4.5252 | 20.0782 | 23.973 | 3.2049 | 38.4593 | 56.952 | 7.6139 | 91.3668 | 41.0246 | 5.8171 | 51.6207
VA | INSIG | MUNICIPAL | Carson/Newlon Residence | VAG408306 | 001 | 0.9657 | -3.43% | 0.00070038 | 0.00067636 | 18.6489 | 2.4932 | 14.959 | 39.9756 | 5.3443 | 32.066 | 23.0962 | 4.1642 | 19.3877 | 18.6489 | 2.4932 | 14.959 | 38.415 | 5.1357 | 30.8141 | 22.1946 | 4.0016 | 18.6308 | 27.6479 | 3.6962 | 44.3549 | 56.952 | 7.6139 | 91.3668 | 32.9045 | 5.9326 | 55.2421
VA | INSIG | MUNICIPAL | Carter Rodney Residence Lot 6 | VAG406521 | 001 | 1.0763 | 7.634% | 0.00070038 | 0.00075385 | 18.6489 | 2.4932 | 14.959 | 39.9756 | 5.3443 | 32.066 | 17.6277 | 4.2057 | 19.0061 | 18.6489 | 2.4932 | 14.959 | 42.8161 | 5.7241 | 34.3445 | 18.8803 | 4.5046 | 20.3566 | 24.8059 | 3.3163 | 39.7956 | 56.952 | 7.6139 | 91.3668 | 25.1137 | 5.9918 | 54.1547
VA | INSIG | MUNICIPAL | Carter Rodney Residence Lot 9 | VAG406520 | 001 | 1.0763 | 7.634% | 0.00070038 | 0.00075385 | 18.6489 | 2.4932 | 14.959 | 39.9756 | 5.3443 | 32.066 | 17.6277 | 4.2057 | 19.0061 | 18.6489 | 2.4932 | 14.959 | 42.8161 | 5.7241 | 34.3445 | 18.8803 | 4.5046 | 20.3566 | 24.8059 | 3.3163 | 39.7956 | 56.952 | 7.6139 | 91.3668 | 25.1137 | 5.9918 | 54.1547
VA | INSIG | MUNICIPAL | Carter Roy R and Annie Residence | VAG404259 | 001 | 1.0844 | 8.436% | 0.00070038 | 0.00075946 | 18.6489 | 2.4932 | 14.959 | 39.9756 | 5.3443 | 32.066 | 19.444 | 2.192 | 9.0266 | 18.6489 | 2.4932 | 14.959 | 43.1348 | 5.7667 | 34.6001 | 20.9807 | 2.3653 | 9.7399 | 24.6226 | 3.2918 | 39.5015 | 56.952 | 7.6139 | 91.3668 | 27.7013 | 3.1229 | 25.7197
VA | INSIG | MUNICIPAL | Cason Tonya Residence | VAG408387 | 001 | 1.0674 | 6.737% | 0.00070038 | 0.00074757 | 18.6489 | 2.4932 | 14.959 | 39.9756 | 5.3443 | 32.066 | 30.7154 | 4.3524 | 24.9865 | 18.6489 | 2.4932 | 14.959 | 42.459 | 5.6763 | 34.058 | 32.6235 | 4.6228 | 26.5387 | 25.0145 | 3.3442 | 40.1303 | 56.952 | 7.6139 | 91.3668 | 43.7592 | 6.2007 | 71.1949
VA | INSIG | MUNICIPAL | Casson Robert A Residence | VAG406273 | 001 | 1.083 | 8.299% | 0.00070038 | 0.00075851 | 18.6489 | 2.4932 | 14.959 | 39.9756 | 5.3443 | 32.066 | 21.8129 | 2.8315 | 3.7356 | 18.6489 | 2.4932 | 14.959 | 43.0804 | 5.7594 | 34.5564 | 23.507 | 3.0515 | 4.0257 | 24.6537 | 3.296 | 39.5515 | 56.952 | 7.6139 | 91.3668 | 31.0761 | 4.034 | 10.6439
VA | INSIG | MUNICIPAL | Casteel Kevin L Residence | VAG408218 | 001 | 1.0674 | 6.737% | 0.00070038 | 0.00074757 | 18.6489 | 2.4932 | 14.959 | 39.9756 | 5.3443 | 32.066 | 25.246 | 4.2427 | 24.1306 | 18.6489 | 2.4932 | 14.959 | 42.459 | 5.6763 | 34.058 | 26.8143 | 4.5063 | 25.6297 | 25.0145 | 3.3442 | 40.1303 | 56.952 | 7.6139 | 91.3668 | 35.9671 | 6.0444 | 68.7562
VA | INSIG | MUNICIPAL | Castleberry Homes Property - Lot 7 | VAG406344 | 001 | 1.0763 | 7.634% | 0.00070038 | 0.00075385 | 18.6489 | 2.4932 | 14.959 | 39.9756 | 5.3443 | 32.066 | 17.4284 | 2.5082 | 7.4154 | 18.6489 | 2.4932 | 14.959 | 42.8161 | 5.7241 | 34.3445 | 18.6667 | 2.6864 | 7.9423 | 24.8059 | 3.3163 | 39.7956 | 56.952 | 7.6139 | 91.3668 | 24.8296 | 3.5733 | 21.1291
VA | INSIG | MUNICIPAL | Castleberry Homes Property - Lot 8 | VAG406345 | 001 | 1.0763 | 7.634% | 0.00070038 | 0.00075385 | 18.6489 | 2.4932 | 14.959 | 39.9756 | 5.3443 | 32.066 | 17.4284 | 2.5082 | 7.4154 | 18.6489 | 2.4932 | 14.959 | 42.8161 | 5.7241 | 34.3445 | 18.6667 | 2.6864 | 7.9423 | 24.8059 | 3.3163 | 39.7956 | 56.952 | 7.6139 | 91.3668 | 24.8296 | 3.5733 | 21.1291
VA | INSIG | MUNICIPAL | Catharpin Farms | VAG406461 | 001 | 1.083 | 8.299% | 0.00070038 | 0.00075851 | 18.6489 | 2.4932 | 14.959 | 39.9756 | 5.3443 | 32.066 | 21.8129 | 2.8315 | 3.7356 | 18.6489 | 2.4932 | 14.959 | 43.0804 | 5.7594 | 34.5564 | 23.507 | 3.0515 | 4.0257 | 24.6537 | 3.296 | 39.5515 | 56.952 | 7.6139 | 91.3668 | 31.0761 | 4.034 | 10.6439
VA | INSIG | MUNICIPAL | Cauley James Residence | VAG402121 | 001 | 1.0413 | 4.13% | 0.00070038 | 0.00072931 | 18.6489 | 2.4932 | 14.959 | 39.9756 | 5.3443 | 32.066 | 21.5976 | 3.3477 | 15.9583 | 18.6489 | 2.4932 | 14.959 | 41.4223 | 5.5377 | 33.2264 | 22.3791 | 3.4689 | 16.5358 | 25.6406 | 3.4279 | 41.1347 | 56.952 | 7.6139 | 91.3668 | 30.7693 | 4.7694 | 45.4705
VA | INSIG | MUNICIPAL | Cavalier Apartments | VAG401737 | 001 | 0.99879 | -0.1206% | 0.00070038 | 0.00069954 | 18.6489 | 2.4932 | 14.959 | 39.9756 | 5.3443 | 32.066 | 17.1795 | 3.7083 | 15.9068 | 18.6489 | 2.4932 | 14.959 | 39.7313 | 5.3117 | 31.87 | 17.0745 | 3.6856 | 15.8096 | 26.7319 | 3.5738 | 42.8854 | 56.952 | 7.6139 | 91.3668 | 24.475 | 5.2831 | 45.3239
VA | INSIG | MUNICIPAL | Cayton Cecil and Judith E Residence | VAG408104 | 001 | 1.0674 | 6.737% | 0.00070038 | 0.00074757 | 18.6489 | 2.4932 | 14.959 | 39.9756 | 5.3443 | 32.066 | 22.3513 | 4.3524 | 24.9865 | 18.6489 | 2.4932 | 14.959 | 42.459 | 5.6763 | 34.058 | 23.7399 | 4.6228 | 26.5387 | 25.0145 | 3.3442 | 40.1303 | 56.952 | 7.6139 | 91.3668 | 31.8432 | 6.2007 | 71.1949
VA | INSIG | MUNICIPAL | CDA Spirituality Center | VA0089010 | 001 | 1.1137 | 11.37% | 0.0011206 | 0.0012481 | 18.6489 | 2.4932 | 14.959 | 63.961 | 8.5509 | 51.3056 | 46.0735 | 6.533 | 28.9868 | 18.6489 | 2.4932 | 14.959 | 70.8859 | 9.4767 | 56.8604 | 51.0618 | 7.2403 | 32.1251 | 23.973 | 3.2049 | 38.4593 | 91.1232 | 12.1822 | 146.1869 | 65.6394 | 9.3074 | 82.5931
VA | INSIG | MUNICIPAL | CED Enterprises Inc | VAG401260 | 001 | 1.1137 | 11.37% | 0.00070038 | 0.00078004 | 18.6489 | 2.4932 | 14.959 | 39.9756 | 5.3443 | 32.066 | 34.4228 | 2.7382 | 9.6968 | 18.6489 | 2.4932 | 14.959 | 44.3037 | 5.923 | 35.5377 | 38.1497 | 3.0347 | 10.7467 | 23.973 | 3.2049 | 38.4593 | 56.952 | 7.6139 | 91.3668 | 49.041 | 3.9011 | 27.6295
VA | INSIG | MUNICIPAL | Cedar Creek WWTP | VA0092215 | 001 | 1.0259 | 2.592% | 0.021012 | 0.021556 | 18.6489 | 2.4932 | 14.959 | 1199.2681 | 160.33 | 961.9798 | 527.9781 | 82.2811 | 400.6328 | 18.6489 | 2.4932 | 14.959 | 1224.3048 | 163.6771 | 982.0627 | 539.0005 | 83.9988 | 408.9967 | 26.0252 | 3.4793 | 41.7516 | 1708.5592 | 228.417 | 2741.004 | 752.1936 | 117.2233 | 1141.5377
VA | INSIG | MUNICIPAL | Cekala, Alexander J Residence | VAG401671 | 001 | 1.0326 | 3.261% | 0.00070038 | 0.00072322 | 18.6489 | 2.4932 | 14.959 | 39.9756 | 5.3443 | 32.066 | 39.6779 | 4.0782 | 19.8851 | 18.6489 | 2.4932 | 14.959 | 41.0765 | 5.4915 | 32.9491 | 40.7706 | 4.1905 | 20.4328 | 25.8564 | 3.4567 | 41.4809 | 56.952 | 7.6139 | 91.3668 | 56.5279 | 5.81 | 56.6594
VA | INSIG | MUNICIPAL | Central Virginia Community Hea | VA0062162 | 001 | 1.0094 | 0.9385% | 0.0035019 | 0.0035348 | 18.6489 | 2.4932 | 14.959 | 199.878 | 26.7217 | 160.33 | 119.557 | 14.5663 | 28.642 | 18.6489 | 2.4932 | 14.959 | 200.7629 | 26.84 | 161.0398 | 120.0863 | 14.6308 | 28.7688 | 26.4514 | 3.5363 | 42.4354 | 284.7599 | 38.0695 | 456.834 | 170.329 | 20.7522 | 81.6107
VA | INSIG | MUNICIPAL | Chambers James and Rosalie Residence | VAG408199 | 001 | 1.0674 | 6.737% | 0.00070038 | 0.00074757 | 18.6489 | 2.4932 | 14.959 | 39.9756 | 5.3443 | 32.066 | 27.7064 | 4.3524 | 24.9865 | 18.6489 | 2.4932 | 14.959 | 42.459 | 5.6763 | 34.058 | 29.4276 | 4.6228 | 26.5387 | 25.0145 | 3.3442 | 40.1303 | 56.952 | 7.6139 | 91.3668 | 39.4724 | 6.2007 | 71.1949
VA | INSIG | MUNICIPAL | Champion Home Builders Inc | VAG401891 | 001 | 1.0774 | 7.738% | 0.00070038 | 0.00075458 | 18.6489 | 2.4932 | 14.959 | 39.9756 | 5.3443 | 32.066 | 38.1591 | 3.9471 | 18.6246 | 18.6489 | 2.4932 | 14.959 | 42.8575 | 5.7296 | 34.3777 | 40.9101 | 4.2316 | 19.9673 | 24.7819 | 3.3131 | 39.7571 | 56.952 | 7.6139 | 91.3668 | 54.364 | 5.6233 | 53.0678
VA | INSIG | MUNICIPAL | Chandler Gillis L Jr Residence | VAG406306 | 001 | 1.1098 | 10.98% | 0.00070038 | 0.0007773 | 18.6489 | 2.4932 | 14.959 | 39.9756 | 5.3443 | 32.066 | 31.1996 | 6.236 | 39.9147 | 18.6489 | 2.4932 | 14.959 | 44.1477 | 5.9021 | 35.4126 | 34.4558 | 6.8868 | 44.0805 | 24.0577 | 3.2163 | 38.5952 | 56.952 | 7.6139 | 91.3668 | 44.4491 | 8.8843 | 113.7304
VA | INSIG | MUNICIPAL | Chantilly Truck Stop | VAG406265 | 001 | 1.147 | 14.7% | 0.00070038 | 0.00080337 | 18.6489 | 2.4932 | 14.959 | 39.9756 | 5.3443 | 32.066 | 18.5221 | 2.8601 | 3.8253 | 18.6489 | 2.4932 | 14.959 | 45.6287 | 6.1001 | 36.6005 | 21.1414 | 3.2645 | 4.3663 | 23.2769 | 3.1119 | 37.3426 | 56.952 | 7.6139 | 91.3668 | 26.3879 | 4.0747 | 10.8996
VA | INSIG | MUNICIPAL | Chapman Teresa Residence | VAG407264 | 001 | 1.0569 | 5.688% | 0.00070038 | 0.00074022 | 18.6489 | 2.4932 | 14.959 | 39.9756 | 5.3443 | 32.066 | 23.2111 | 2.8051 | 3.6327 | 18.6489 | 2.4932 | 14.959 | 42.0419 | 5.6206 | 33.7234 | 24.4108 | 2.9501 | 3.8205 | 25.2627 | 3.3774 | 40.5284 | 56.952 | 7.6139 | 91.3668 | 33.0681 | 3.9964 | 10.3509
VA | INSIG | MUNICIPAL | Charles City Administration Building | VA0060585 | 001 | 1.0598 | 5.982% | 0.0031517 | 0.0033403 | 18.6489 | 2.4932 | 14.959 | 179.8902 | 24.0495 | 144.297 | 143.171 | 14.5779 | 25.9917 | 18.6489 | 2.4932 | 14.959 | 189.7151 | 25.363 | 152.1779 | 150.9904 | 15.3741 | 27.4113 | 25.1926 | 3.368 | 40.4159 | 256.2839 | 34.2625 | 411.1506 | 203.9712 | 20.7687 | 74.0592
VA | INSIG | MUNICIPAL | Charles City County Schools WWTF | VA0086673 | 001 | 1.0598 | 5.982% | 0.01751 | 0.018557 | 18.6489 | 2.4932 | 14.959 | 999.3901 | 133.6083 | 801.6498 | 795.3946 | 80.9885 | 144.3985 | 18.6489 | 2.4932 | 14.959 | 1053.9727 | 140.9054 | 845.4326 | 838.8358 | 85.4117 | 152.2849 | 25.1926 | 3.368 | 40.4159 | 1423.7993 | 190.3475 | 2284.17 | 1133.1734 | 115.3817 | 411.4398
VA | INSIG | MUNICIPAL | Chase Robert T Residence | VAG401446 | 001 | 1.1137 | 11.37% | 0.00070038 | 0.00078004 | 18.6489 | 2.4932 | 14.959 | 39.9756 | 5.3443 | 32.066 | 25.0112 | 2.3553 | 6.3396 | 18.6489 | 2.4932 | 14.959 | 44.3037 | 5.923 | 35.5377 | 27.7191 | 2.6103 | 7.026 | 23.973 | 3.2049 | 38.4593 | 56.952 | 7.6139 | 91.3668 | 35.6326 | 3.3555 | 18.0637
VA | INSIG | MUNICIPAL | Cherrystone Campground | VPA01022 | 001 | 0.95716 | -4.284% |  | 0.08 | 18.7 | 2.5 | 30 | 4556.1578 | 609.112 | 7309.344 | 4396.3259 | 528.8143 | 1642.9578 | 18.7 | 2.5 | 30 | 4556.1578 | 609.112 | 7309.344 | 4396.3259 | 528.8143 | 1642.9578 | 18.7 | 2.5 | 30 | 4556.1578 | 609.112 | 7309.344 | 4396.3259 | 528.8143 | 1642.9578
VA | INSIG | MUNICIPAL | Chesterfield County Schools Grange Elem WWTP | VA0020222 | 001 | 1.0982 | 9.823% | 0.011206 | 0.012307 | 18.6489 | 2.4932 | 14.959 | 639.6097 | 85.5093 | 513.0559 | 281.0779 | 16.4472 | 19.9158 | 18.6489 | 2.4932 | 14.959 | 698.9902 | 93.4479 | 560.6874 | 307.1728 | 17.9741 | 21.7648 | 24.3115 | 3.2502 | 39.0023 | 911.2316 | 121.8224 | 1461.8688 | 400.4428 | 23.4318 | 56.7469
VA | INSIG | MUNICIPAL | Childers Emery E Residence | VAG406247 | 001 | 1.083 | 8.299% | 0.00070038 | 0.00075851 | 18.6489 | 2.4932 | 14.959 | 39.9756 | 5.3443 | 32.066 | 19.2496 | 1.5835 | 1.247 | 18.6489 | 2.4932 | 14.959 | 43.0804 | 5.7594 | 34.5564 | 20.7446 | 1.7065 | 1.3438 | 24.6537 | 3.296 | 39.5515 | 56.952 | 7.6139 | 91.3668 | 27.4242 | 2.256 | 3.5531
VA | INSIG | MUNICIPAL | Childrens Home of VA Baptists Lagoon | VA0027561 | 001 | 1.0982 | 9.823% | 0.0070038 | 0.0076918 | 18.6489 | 2.4932 | 29.918 | 399.756 | 53.4433 | 641.3198 | 143.167 | 18.5969 | 45.0212 | 18.6489 | 2.4932 | 29.918 | 436.8689 | 58.4049 | 700.8592 | 156.4585 | 20.3234 | 49.2009 | 24.3115 | 3.2502 | 78.0047 | 569.5197 | 76.139 | 1827.336 | 203.9655 | 26.4944 | 128.2805
VA | INSIG | MUNICIPAL | Christchurch School | VA0024066 | 001 | 1.0684 | 6.838% | 0.028015 | 0.029931 | 18.6489 | 2.4932 | 14.959 | 1599.0241 | 213.7733 | 1282.6397 | 1182.9152 | 44.6158 | 60.7748 | 18.6489 | 2.4932 | 14.959 | 1699.9739 | 227.2692 | 1363.6154 | 1257.5951 | 47.4325 | 64.6117 | 24.9908 | 3.341 | 40.0922 | 2278.0789 | 304.556 | 3654.672 | 1685.2617 | 63.5628 | 173.1679
VA | INSIG | MUNICIPAL | Christendom College STP | VA0067067 | 001 | 1.0774 | 7.738% | 0.035019 | 0.037729 | 9.3743 | 1.2964 | 14.959 | 1004.7344 | 138.9526 | 1603.2996 | 953.4735 | 100.0077 | 968.8043 | 9.3743 | 1.2964 | 14.959 | 1077.1683 | 148.9701 | 1718.8856 | 1022.2119 | 107.2175 | 1038.6479 | 12.4572 | 1.7228 | 39.7571 | 1431.4132 | 197.9614 | 4568.34 | 1358.3834 | 142.4778 | 2760.4493
VA | INSIG | MUNICIPAL | Church at Waterlick | VAG401669 | 001 | 1.0774 | 7.738% | 0.00070038 | 0.00075458 | 18.6489 | 2.4932 | 14.959 | 39.9756 | 5.3443 | 32.066 | 38.1591 | 3.9471 | 18.6246 | 18.6489 | 2.4932 | 14.959 | 42.8575 | 5.7296 | 34.3777 | 40.9101 | 4.2316 | 19.9673 | 24.7819 | 3.3131 | 39.7571 | 56.952 | 7.6139 | 91.3668 | 54.364 | 5.6233 | 53.0678
VA | INSIG | MUNICIPAL | Church of Christ at Shenandoah | VAG401893 | 001 | 0.99286 | -0.7145% | 0.00070038 | 0.00069538 | 18.6489 | 2.4932 | 14.959 | 39.9756 | 5.3443 | 32.066 | 30.5142 | 4.0078 | 17.3771 | 18.6489 | 2.4932 | 14.959 | 39.495 | 5.2801 | 31.6805 | 30.1474 | 3.9596 | 17.1682 | 26.8918 | 3.5952 | 43.1419 | 56.952 | 7.6139 | 91.3668 | 43.4727 | 5.7097 | 49.5132
VA | INSIG | MUNICIPAL | Churchill J Corey and Sharon Residence | VAG401956 | 001 | 1.0674 | 6.737% | 0.00070038 | 0.00074757 | 18.6489 | 2.4932 | 14.959 | 39.9756 | 5.3443 | 32.066 | 29.2365 | 4.3524 | 24.9865 | 18.6489 | 2.4932 | 14.959 | 42.459 | 5.6763 | 34.058 | 31.0527 | 4.6228 | 26.5387 | 25.0145 | 3.3442 | 40.1303 | 56.952 | 7.6139 | 91.3668 | 41.6523 | 6.2007 | 71.1949
VA | INSIG | MUNICIPAL | Clark Jeremy T Residence | VAG401787 | 001 | 1.0774 | 7.738% | 0.00070038 | 0.00075458 | 18.6489 | 2.4932 | 14.959 | 39.9756 | 5.3443 | 32.066 | 35.4608 | 4.1073 | 20.3617 | 18.6489 | 2.4932 | 14.959 | 42.8575 | 5.7296 | 34.3777 | 38.0173 | 4.4034 | 21.8297 | 24.7819 | 3.3131 | 39.7571 | 56.952 | 7.6139 | 91.3668 | 50.5199 | 5.8515 | 58.0175
VA | INSIG | MUNICIPAL | Clark Lawrence R | VAG408345 | 001 | 1.0326 | 3.261% | 0.00070038 | 0.00072322 | 18.6489 | 2.4932 | 14.959 | 39.9756 | 5.3443 | 32.066 | 17.8404 | 2.9798 | 6.5386 | 18.6489 | 2.4932 | 14.959 | 41.0765 | 5.4915 | 32.9491 | 18.3317 | 3.0618 | 6.7187 | 25.8564 | 3.4567 | 41.4809 | 56.952 | 7.6139 | 91.3668 | 25.4167 | 4.2452 | 18.6308
VA | INSIG | MUNICIPAL | Clark Michael J Residence | VAG408275 | 001 | 1.084 | 8.401% | 0.00070038 | 0.00075922 | 18.6489 | 2.4932 | 14.959 | 39.9756 | 5.3443 | 32.066 | 18.5069 | 2.2787 | 5.1945 | 18.6489 | 2.4932 | 14.959 | 43.1211 | 5.7648 | 34.5891 | 19.9631 | 2.458 | 5.6032 | 24.6305 | 3.2928 | 39.5141 | 56.952 | 7.6139 | 91.3668 | 26.3662 | 3.2463 | 14.8009
VA | INSIG | MUNICIPAL | Clatterbuck Jr Charles L - Property | VAG406408 | 001 | 1.1098 | 10.98% | 0.00070038 | 0.0007773 | 18.6489 | 2.4932 | 14.959 | 39.9756 | 5.3443 | 32.066 | 28.1945 | 5.2832 | 22.9886 | 18.6489 | 2.4932 | 14.959 | 44.1477 | 5.9021 | 35.4126 | 31.137 | 5.8346 | 25.3878 | 24.0577 | 3.2163 | 38.5952 | 56.952 | 7.6139 | 91.3668 | 40.1677 | 7.5268 | 65.5023
VA | INSIG | MUNICIPAL | Clegg Ronald Residence | VAG408262 | 001 | 1.0674 | 6.737% | 0.00070038 | 0.00074757 | 18.6489 | 2.4932 | 14.959 | 39.9756 | 5.3443 | 32.066 | 22.5959 | 4.3524 | 24.9865 | 18.6489 | 2.4932 | 14.959 | 42.459 | 5.6763 | 34.058 | 23.9996 | 4.6228 | 26.5387 | 25.0145 | 3.3442 | 40.1303 | 56.952 | 7.6139 | 91.3668 | 32.1916 | 6.2007 | 71.1949
VA | INSIG | MUNICIPAL | Clem Gary and Tina Residence | VAG401776 | 001 | 1.1137 | 11.37% | 0.00070038 | 0.00078004 | 18.6489 | 2.4932 | 14.959 | 39.9756 | 5.3443 | 32.066 | 33.3572 | 3.7293 | 17.5855 | 18.6489 | 2.4932 | 14.959 | 44.3037 | 5.923 | 35.5377 | 36.9688 | 4.1331 | 19.4895 | 23.973 | 3.2049 | 38.4593 | 56.952 | 7.6139 | 91.3668 | 47.523 | 5.3131 | 50.1071
VA | INSIG | MUNICIPAL | Cleotelis Samuel A Residence | VAG404264 | 001 | 1.0982 | 9.823% | 0.00070038 | 0.00076918 | 18.6489 | 2.4932 | 14.959 | 39.9756 | 5.3443 | 32.066 | 39.3303 | 5.1877 | 16.0479 | 18.6489 | 2.4932 | 14.959 | 43.6869 | 5.8405 | 35.043 | 42.9817 | 5.6693 | 17.5378 | 24.3115 | 3.2502 | 39.0023 | 56.952 | 7.6139 | 91.3668 | 56.0326 | 7.3907 | 45.7258
VA | INSIG | MUNICIPAL | Clevengers Village Wastewater Treatment Plant | VA0029238 | 001 | 1.1098 | 10.98% | 0.049027 | 0.054411 | 18.6489 | 2.4932 | 14.959 | 2798.2922 | 374.1032 | 2244.6194 | 1647.0718 | 356.2309 | 1765.3261 | 18.6489 | 2.4932 | 14.959 | 3090.3394 | 413.147 | 2478.8819 | 1818.9704 | 393.4093 | 1949.5665 | 24.0577 | 3.2163 | 38.5952 | 3986.638 | 532.973 | 6395.676 | 2346.5308 | 507.5108 | 5030.008
VA | INSIG | MUNICIPAL | Click Lloyd E and Brenda M Residence | VAG408280 | 001 | 1.0326 | 3.261% | 0.00070038 | 0.00072322 | 18.6489 | 2.4932 | 14.959 | 39.9756 | 5.3443 | 32.066 | 34.2779 | 3.7987 | 15.8735 | 18.6489 | 2.4932 | 14.959 | 41.0765 | 5.4915 | 32.9491 | 35.2219 | 3.9033 | 16.3106 | 25.8564 | 3.4567 | 41.4809 | 56.952 | 7.6139 | 91.3668 | 48.8346 | 5.4118 | 45.2289
VA | INSIG | MUNICIPAL | Climenhaga Richard A Residence | VAG406146 | 001 | 1.147 | 14.7% | 0.00070038 | 0.00080337 | 18.6489 | 2.4932 | 14.959 | 39.9756 | 5.3443 | 32.066 | 29.6773 | 3.3319 | 11.6918 | 18.6489 | 2.4932 | 14.959 | 45.6287 | 6.1001 | 36.6005 | 33.874 | 3.803 | 13.3452 | 23.2769 | 3.1119 | 37.3426 | 56.952 | 7.6139 | 91.3668 | 42.2802 | 4.7468 | 33.3139
VA | INSIG | MUNICIPAL | Cline Nolan Residence | VAG408116 | 001 | 1.0674 | 6.737% | 0.00070038 | 0.00074757 | 18.6489 | 2.4932 | 14.959 | 39.9756 | 5.3443 | 32.066 | 26.8671 | 4.4732 | 27.0863 | 18.6489 | 2.4932 | 14.959 | 42.459 | 5.6763 | 34.058 | 28.5362 | 4.7511 | 28.7689 | 25.0145 | 3.3442 | 40.1303 | 56.952 | 7.6139 | 91.3668 | 38.2768 | 6.3728 | 77.1779
VA | INSIG | MUNICIPAL | Cline Paul S and Sherry B Residence 1 | VAG408315 | 001 | 1.0674 | 6.737% | 0.00070038 | 0.00074757 | 18.6489 | 2.4932 | 14.959 | 39.9756 | 5.3443 | 32.066 | 28.45 | 4.3524 | 24.9865 | 18.6489 | 2.4932 | 14.959 | 42.459 | 5.6763 | 34.058 | 30.2174 | 4.6228 | 26.5387 | 25.0145 | 3.3442 | 40.1303 | 56.952 | 7.6139 | 91.3668 | 40.5319 | 6.2007 | 71.1949
VA | INSIG | MUNICIPAL | Cline Paul S and Sherry B Residence 2 | VAG408316 | 001 | 1.0674 | 6.737% | 0.00070038 | 0.00074757 | 18.6489 | 2.4932 | 14.959 | 39.9756 | 5.3443 | 32.066 | 28.3481 | 4.3524 | 24.9865 | 18.6489 | 2.4932 | 14.959 | 42.459 | 5.6763 | 34.058 | 30.1092 | 4.6228 | 26.5387 | 25.0145 | 3.3442 | 40.1303 | 56.952 | 7.6139 | 91.3668 | 40.3867 | 6.2007 | 71.1949
VA | INSIG | MUNICIPAL | Cloyd House | VAG402041 | 001 | 1.0413 | 4.13% | 0.00070038 | 0.00072931 | 18.6489 | 2.4932 | 14.959 | 39.9756 | 5.3443 | 32.066 | 17.8037 | 3.5447 | 11.854 | 18.6489 | 2.4932 | 14.959 | 41.4223 | 5.5377 | 33.2264 | 18.448 | 3.6729 | 12.283 | 25.6406 | 3.4279 | 41.1347 | 56.952 | 7.6139 | 91.3668 | 25.3644 | 5.05 | 33.7761
VA | INSIG | MUNICIPAL | Clyde Gabbard Residence | VAG407207 | 001 | 1.0569 | 5.688% | 0.00070038 | 0.00074022 | 18.6489 | 2.4932 | 14.959 | 39.9756 | 5.3443 | 32.066 | 16.6406 | 1.8231 | 2.5809 | 18.6489 | 2.4932 | 14.959 | 42.0419 | 5.6206 | 33.7234 | 17.5007 | 1.9173 | 2.7143 | 25.2627 | 3.3774 | 40.5284 | 56.952 | 7.6139 | 91.3668 | 23.7073 | 2.5973 | 7.354
VA | INSIG | MUNICIPAL | CMH dba Oakwood Homes Property | VAG408233 | 001 | 1.0674 | 6.737% | 0.00070038 | 0.00074757 | 18.6489 | 2.4932 | 14.959 | 39.9756 | 5.3443 | 32.066 | 19.5016 | 4.1451 | 20.8048 | 18.6489 | 2.4932 | 14.959 | 42.459 | 5.6763 | 34.058 | 20.713 | 4.4026 | 22.0972 | 25.0145 | 3.3442 | 40.1303 | 56.952 | 7.6139 | 91.3668 | 27.7832 | 5.9054 | 59.2797
VA | INSIG | MUNICIPAL | Coates Moses Residence | VAG406437 | 001 | 1.1396 | 13.96% | 0.00070038 | 0.00079815 | 18.6489 | 2.4932 | 14.959 | 39.9756 | 5.3443 | 32.066 | 12.3242 | 2.806 | 3.6759 | 18.6489 | 2.4932 | 14.959 | 45.3318 | 6.0604 | 36.3624 | 13.9755 | 3.182 | 4.1684 | 23.4293 | 3.1323 | 37.5871 | 56.952 | 7.6139 | 91.3668 | 17.558 | 3.9977 | 10.4737
VA | INSIG | MUNICIPAL | Coblentz Marion Residence | VAG407263 | 001 | 1.0569 | 5.688% | 0.00070038 | 0.00074022 | 18.6489 | 2.4932 | 14.959 | 39.9756 | 5.3443 | 32.066 | 15.7985 | 1.8231 | 2.5809 | 18.6489 | 2.4932 | 14.959 | 42.0419 | 5.6206 | 33.7234 | 16.6151 | 1.9173 | 2.7143 | 25.2627 | 3.3774 | 40.5284 | 56.952 | 7.6139 | 91.3668 | 22.5077 | 2.5973 | 7.354
VA | INSIG | MUNICIPAL | Cochran Terri A Residence | VAG401635 | 001 | 1.1137 | 11.37% | 0.00070038 | 0.00078004 | 18.6489 | 2.4932 | 14.959 | 39.9756 | 5.3443 | 32.066 | 25.5436 | 2.7382 | 9.6968 | 18.6489 | 2.4932 | 14.959 | 44.3037 | 5.923 | 35.5377 | 28.3092 | 3.0347 | 10.7467 | 23.973 | 3.2049 | 38.4593 | 56.952 | 7.6139 | 91.3668 | 36.3912 | 3.9011 | 27.6295
VA | INSIG | MUNICIPAL | Cochran, David & Doris Residence | VAG401693 | 001 | 1.1137 | 11.37% | 0.00070038 | 0.00078004 | 18.6489 | 2.4932 | 14.959 | 39.9756 | 5.3443 | 32.066 | 33.3572 | 3.7293 | 17.5855 | 18.6489 | 2.4932 | 14.959 | 44.3037 | 5.923 | 35.5377 | 36.9688 | 4.1331 | 19.4895 | 23.973 | 3.2049 | 38.4593 | 56.952 | 7.6139 | 91.3668 | 47.523 | 5.3131 | 50.1071
VA | INSIG | MUNICIPAL | Coffey, Ken & Lori Residence | VAG401604 | 001 | 1.0326 | 3.261% | 0.00070038 | 0.00072322 | 18.6489 | 2.4932 | 14.959 | 39.9756 | 5.3443 | 32.066 | 34.8731 | 4.0782 | 19.8851 | 18.6489 | 2.4932 | 14.959 | 41.0765 | 5.4915 | 32.9491 | 35.8335 | 4.1905 | 20.4328 | 25.8564 | 3.4567 | 41.4809 | 56.952 | 7.6139 | 91.3668 | 49.6826 | 5.81 | 56.6594
VA | INSIG | MUNICIPAL | Coffman, Gary D Residence | VAG401651 | 001 | 1.0326 | 3.261% | 0.00070038 | 0.00072322 | 18.6489 | 2.4932 | 14.959 | 39.9756 | 5.3443 | 32.066 | 36.7059 | 4.0782 | 19.8851 | 18.6489 | 2.4932 | 14.959 | 41.0765 | 5.4915 | 32.9491 | 37.7167 | 4.1905 | 20.4328 | 25.8564 | 3.4567 | 41.4809 | 56.952 | 7.6139 | 91.3668 | 52.2937 | 5.81 | 56.6594
VA | INSIG | MUNICIPAL | Cogan Martin D Residence | VAG406074 | 001 | 1.1396 | 13.96% | 0.00070038 | 0.00079815 | 18.6489 | 2.4932 | 14.959 | 39.9756 | 5.3443 | 32.066 | 30.728 | 4.8628 | 15.7932 | 18.6489 | 2.4932 | 14.959 | 45.3318 | 6.0604 | 36.3624 | 34.8452 | 5.5143 | 17.9093 | 23.4293 | 3.1323 | 37.5871 | 56.952 | 7.6139 | 91.3668 | 43.7772 | 6.9278 | 45.0002
VA | INSIG | MUNICIPAL | Coghill Thomas M Residence | VAG404085 | 001 | 1.0982 | 9.823% | 0.00070038 | 0.00076918 | 18.6489 | 2.4932 | 14.959 | 39.9756 | 5.3443 | 32.066 | 38.409 | 5.2557 | 16.0098 | 18.6489 | 2.4932 | 14.959 | 43.6869 | 5.8405 | 35.043 | 41.9749 | 5.7437 | 17.4961 | 24.3115 | 3.2502 | 39.0023 | 56.952 | 7.6139 | 91.3668 | 54.7201 | 7.4877 | 45.6172
VA | INSIG | MUNICIPAL | Cohen Irwin Kelman Residence | VAG404078 | 001 | 1.0759 | 7.588% | 0.00070038 | 0.00075353 | 18.6489 | 2.4932 | 14.959 | 39.9756 | 5.3443 | 32.066 | 35.9164 | 4.4796 | 10.3127 | 18.6489 | 2.4932 | 14.959 | 42.7978 | 5.7216 | 34.3298 | 38.4521 | 4.7958 | 11.0407 | 24.8165 | 3.3177 | 39.8126 | 56.952 | 7.6139 | 91.3668 | 51.169 | 6.3819 | 29.3843
VA | INSIG | MUNICIPAL | Colding Robert Residence | VAG406336 | 001 | 1.1098 | 10.98% | 0.00070038 | 0.0007773 | 18.6489 | 2.4932 | 14.959 | 39.9756 | 5.3443 | 32.066 | 23.5594 | 5.2832 | 22.9886 | 18.6489 | 2.4932 | 14.959 | 44.1477 | 5.9021 | 35.4126 | 26.0182 | 5.8346 | 25.3878 | 24.0577 | 3.2163 | 38.5952 | 56.952 | 7.6139 | 91.3668 | 33.5644 | 7.5268 | 65.5023
VA | INSIG | MUNICIPAL | Cole James C Residence | VAG406099 | 001 | 1.0658 | 6.585% | 0.00070038 | 0.0007465 | 18.6489 | 2.4932 | 14.959 | 39.9756 | 5.3443 | 32.066 | 25.2982 | 2.738 | 4.3654 | 18.6489 | 2.4932 | 14.959 | 42.3986 | 5.6683 | 34.0096 | 26.8316 | 2.904 | 4.63 | 25.0502 | 3.349 | 40.1874 | 56.952 | 7.6139 | 91.3668 | 36.0416 | 3.9008 | 12.4385
VA | INSIG | MUNICIPAL | Coleman James and Elizabeth Residence | VAG408164 | 001 | 1.0478 | 4.78% | 0.00070038 | 0.00073386 | 18.6489 | 2.4932 | 14.959 | 39.9756 | 5.3443 | 32.066 | 19.0179 | 4.3104 | 23.5941 | 18.6489 | 2.4932 | 14.959 | 41.6808 | 5.5723 | 33.4338 | 19.8291 | 4.4943 | 24.6005 | 25.4816 | 3.4066 | 40.8796 | 56.952 | 7.6139 | 91.3668 | 27.0942 | 6.1409 | 67.2275
VA | INSIG | MUNICIPAL | Coleman Steven Residence | VAG406489 | 001 | 1.0417 | 4.168% | 0.00070038 | 0.00072958 | 18.6489 | 2.4932 | 14.959 | 39.9756 | 5.3443 | 32.066 | 6.9531 | 0.92912 | 1.5047 | 18.6489 | 2.4932 | 14.959 | 41.4372 | 5.5397 | 33.2384 | 7.2073 | 0.96309 | 1.5597 | 25.6314 | 3.4267 | 41.1198 | 56.952 | 7.6139 | 91.3668 | 9.9059 | 1.3237 | 4.2874
VA | INSIG | MUNICIPAL | Coles Bradley O Residence | VAG406084 | 001 | 1.1396 | 13.96% | 0.00070038 | 0.00079815 | 18.6489 | 2.4932 | 14.959 | 39.9756 | 5.3443 | 32.066 | 30.728 | 4.8628 | 15.7932 | 18.6489 | 2.4932 | 14.959 | 45.3318 | 6.0604 | 36.3624 | 34.8452 | 5.5143 | 17.9093 | 23.4293 | 3.1323 | 37.5871 | 56.952 | 7.6139 | 91.3668 | 43.7772 | 6.9278 | 45.0002
VA | INSIG | MUNICIPAL | Coles Mountain Site A Property | VAG408313 | 001 | 1.0259 | 2.592% | 0.00070038 | 0.00071853 | 18.6489 | 2.4932 | 14.959 | 39.9756 | 5.3443 | 32.066 | 17.4117 | 2.7427 | 13.3544 | 18.6489 | 2.4932 | 14.959 | 40.8102 | 5.4559 | 32.7354 | 17.7752 | 2.8 | 13.6332 | 26.0252 | 3.4793 | 41.7516 | 56.952 | 7.6139 | 91.3668 | 24.8059 | 3.9074 | 38.0513
VA | INSIG | MUNICIPAL | Coles Point WWTS | VPA01423 | 001 | 1.0352 | 3.521% |  | 0.15 | 18.7 | 2.5 | 30 | 8542.7958 | 1142.085 | 13705.02 | 7737.1478 | 808.9019 | 3445.5859 | 18.7 | 2.5 | 30 | 8542.7958 | 1142.085 | 13705.02 | 7737.1478 | 808.9019 | 3445.5859 | 18.7 | 2.5 | 30 | 8542.7958 | 1142.085 | 13705.02 | 7737.1478 | 808.9019 | 3445.5859
VA | INSIG | MUNICIPAL | Coley David and Hillary Residence | VAG408328 | 001 | 1.0135 | 1.352% | 0.00070038 | 0.00070985 | 18.6489 | 2.4932 | 14.959 | 39.9756 | 5.3443 | 32.066 | 22.7176 | 2.7042 | 10.4655 | 18.6489 | 2.4932 | 14.959 | 40.317 | 5.39 | 32.3398 | 22.9116 | 2.7273 | 10.5549 | 26.3435 | 3.5219 | 42.2624 | 56.952 | 7.6139 | 91.3668 | 32.365 | 3.8526 | 29.8197
VA | INSIG | MUNICIPAL | Collins Jeremy T Residence | VAG408196 | 001 | 1.0674 | 6.737% | 0.00070038 | 0.00074757 | 18.6489 | 2.4932 | 14.959 | 39.9756 | 5.3443 | 32.066 | 19.0551 | 4.1451 | 20.8048 | 18.6489 | 2.4932 | 14.959 | 42.459 | 5.6763 | 34.058 | 20.2389 | 4.4026 | 22.0972 | 25.0145 | 3.3442 | 40.1303 | 56.952 | 7.6139 | 91.3668 | 27.1472 | 5.9054 | 59.2797
VA | INSIG | MUNICIPAL | Collins, Monte & Betty Residence | VAG401405 | 001 | 1.0326 | 3.261% | 0.00070038 | 0.00072322 | 18.6489 | 2.4932 | 14.959 | 39.9756 | 5.3443 | 32.066 | 25.246 | 4.2427 | 24.1306 | 18.6489 | 2.4932 | 14.959 | 41.0765 | 5.4915 | 32.9491 | 25.9412 | 4.3595 | 24.7952 | 25.8564 | 3.4567 | 41.4809 | 56.952 | 7.6139 | 91.3668 | 35.9671 | 6.0444 | 68.7562
VA | INSIG | MUNICIPAL | Collison William H and Marjorie Residence | VAG404231 | 001 | 1.0569 | 5.688% | 0.00070038 | 0.00074022 | 18.6489 | 2.4932 | 14.959 | 39.9756 | 5.3443 | 32.066 | 12.2193 | 0.258 | 0.15009 | 18.6489 | 2.4932 | 14.959 | 42.0419 | 5.6206 | 33.7234 | 12.8509 | 0.27133 | 0.15784 | 25.2627 | 3.3774 | 40.5284 | 56.952 | 7.6139 | 91.3668 | 17.4084 | 0.36756 | 0.42765
VA | INSIG | MUNICIPAL | Columbia Gas Transmission Corp | VAG401222 | 001 | 0.99286 | -0.7145% | 0.00070038 | 0.00069538 | 18.6489 | 2.4932 | 14.959 | 39.9756 | 5.3443 | 32.066 | 30.5142 | 4.0078 | 17.3771 | 18.6489 | 2.4932 | 14.959 | 39.495 | 5.2801 | 31.6805 | 30.1474 | 3.9596 | 17.1682 | 26.8918 | 3.5952 | 43.1419 | 56.952 | 7.6139 | 91.3668 | 43.4727 | 5.7097 | 49.5132
VA | INSIG | MUNICIPAL | Comer Glendon L and Terry S Residence | VAG401505 | 001 | 0.99286 | -0.7145% | 0.00070038 | 0.00069538 | 18.6489 | 2.4932 | 14.959 | 39.9756 | 5.3443 | 32.066 | 30.5142 | 4.0078 | 17.3771 | 18.6489 | 2.4932 | 14.959 | 39.495 | 5.2801 | 31.6805 | 30.1474 | 3.9596 | 17.1682 | 26.8918 | 3.5952 | 43.1419 | 56.952 | 7.6139 | 91.3668 | 43.4727 | 5.7097 | 49.5132
VA | INSIG | MUNICIPAL | Comer Paul and Tammy Residence | VAG408019 | 001 | 1.0674 | 6.737% | 0.00070038 | 0.00074757 | 18.6489 | 2.4932 | 14.959 | 39.9756 | 5.3443 | 32.066 | 27.7912 | 4.2525 | 17.2348 | 18.6489 | 2.4932 | 14.959 | 42.459 | 5.6763 | 34.058 | 29.5177 | 4.5167 | 18.3054 | 25.0145 | 3.3442 | 40.1303 | 56.952 | 7.6139 | 91.3668 | 39.5932 | 6.0584 | 49.1077
VA | INSIG | MUNICIPAL | Comfort Inn Monticello STP | VA0075981 | 001 | 1.1118 | 11.18% | 0.028015 | 0.031148 | 18.6489 | 2.4932 | 14.959 | 1599.0241 | 213.7733 | 1282.6397 | 1259.5588 | 160.9707 | 612.169 | 18.6489 | 2.4932 | 14.959 | 1769.0779 | 236.5077 | 1419.0464 | 1393.5109 | 178.0897 | 677.2722 | 24.0146 | 3.2105 | 38.5261 | 2278.0789 | 304.556 | 3654.672 | 1794.4534 | 229.3299 | 1744.2755
VA | INSIG | MUNICIPAL | Commercial Ready Mix Products - 1125 Victory Blvd | VAG403061 | 001 | 1.1155 | 11.55% | 0.00070038 | 0.00078126 | 18.6489 | 2.4932 | 14.959 | 39.9756 | 5.3443 | 32.066 | 39.4677 | 5.1705 | 13.5266 | 18.6489 | 2.4932 | 14.959 | 44.3725 | 5.9322 | 35.5929 | 43.8087 | 5.7393 | 15.0144 | 23.9358 | 3.2 | 38.3997 | 56.952 | 7.6139 | 91.3668 | 56.2283 | 7.3663 | 38.5419
VA | INSIG | MUNICIPAL | Common Ground | VAG406477 | 001 | 1.147 | 14.7% | 0.00070038 | 0.00080337 | 18.6489 | 2.4932 | 14.959 | 39.9756 | 5.3443 | 32.066 | 22.5355 | 2.4654 | 5.9895 | 18.6489 | 2.4932 | 14.959 | 45.6287 | 6.1001 | 36.6005 | 25.7223 | 2.814 | 6.8365 | 23.2769 | 3.1119 | 37.3426 | 56.952 | 7.6139 | 91.3668 | 32.1057 | 3.5124 | 17.0661
VA | INSIG | MUNICIPAL | Community Church of God | VAG401609 | 001 | 1.0326 | 3.261% | 0.00070038 | 0.00072322 | 18.6489 | 2.4932 | 14.959 | 39.9756 | 5.3443 | 32.066 | 21.7016 | 2.9257 | 12.7111 | 18.6489 | 2.4932 | 14.959 | 41.0765 | 5.4915 | 32.9491 | 22.2993 | 3.0063 | 13.0611 | 25.8564 | 3.4567 | 41.4809 | 56.952 | 7.6139 | 91.3668 | 30.9176 | 4.1682 | 36.2181
VA | INSIG | MUNICIPAL | Compton Dixie M Residence | VAG406023 | 001 | 1.1098 | 10.98% | 0.00070038 | 0.0007773 | 18.6489 | 2.4932 | 14.959 | 39.9756 | 5.3443 | 32.066 | 35.3918 | 5.2832 | 22.9886 | 18.6489 | 2.4932 | 14.959 | 44.1477 | 5.9021 | 35.4126 | 39.0856 | 5.8346 | 25.3878 | 24.0577 | 3.2163 | 38.5952 | 56.952 | 7.6139 | 91.3668 | 50.4216 | 7.5268 | 65.5023
VA | INSIG | MUNICIPAL | Conlon, Frank G & Betsy Y | VAG401587 | 001 | 1.1137 | 11.37% | 0.00070038 | 0.00078004 | 18.6489 | 2.4932 | 14.959 | 39.9756 | 5.3443 | 32.066 | 33.3572 | 3.7293 | 17.5855 | 18.6489 | 2.4932 | 14.959 | 44.3037 | 5.923 | 35.5377 | 36.9688 | 4.1331 | 19.4895 | 23.973 | 3.2049 | 38.4593 | 56.952 | 7.6139 | 91.3668 | 47.523 | 5.3131 | 50.1071
VA | INSIG | MUNICIPAL | Conner William Donald | VAG408161 | 001 | 1.0674 | 6.737% | 0.00070038 | 0.00074757 | 18.6489 | 2.4932 | 14.959 | 39.9756 | 5.3443 | 32.066 | 18.0646 | 4.1451 | 20.8048 | 18.6489 | 2.4932 | 14.959 | 42.459 | 5.6763 | 34.058 | 19.1868 | 4.4026 | 22.0972 | 25.0145 | 3.3442 | 40.1303 | 56.952 | 7.6139 | 91.3668 | 25.736 | 5.9054 | 59.2797
VA | INSIG | MUNICIPAL | Conner, Mark Residence | VAG401847 | 001 | 1.1137 | 11.37% | 0.00070038 | 0.00078004 | 18.6489 | 2.4932 | 14.959 | 39.9756 | 5.3443 | 32.066 | 33.3572 | 3.7293 | 17.5855 | 18.6489 | 2.4932 | 14.959 | 44.3037 | 5.923 | 35.5377 | 36.9688 | 4.1331 | 19.4895 | 23.973 | 3.2049 | 38.4593 | 56.952 | 7.6139 | 91.3668 | 47.523 | 5.3131 | 50.1071
VA | INSIG | MUNICIPAL | Conner, William B Residence | VAG401846 | 001 | 1.1137 | 11.37% | 0.00070038 | 0.00078004 | 18.6489 | 2.4932 | 14.959 | 39.9756 | 5.3443 | 32.066 | 33.3572 | 3.7293 | 17.5855 | 18.6489 | 2.4932 | 14.959 | 44.3037 | 5.923 | 35.5377 | 36.9688 | 4.1331 | 19.4895 | 23.973 | 3.2049 | 38.4593 | 56.952 | 7.6139 | 91.3668 | 47.523 | 5.3131 | 50.1071
VA | INSIG | MUNICIPAL | Constable, Andrew & Sherri Residence | VAG401482 | 001 | 1.0674 | 6.737% | 0.00070038 | 0.00074757 | 18.6489 | 2.4932 | 14.959 | 39.9756 | 5.3443 | 32.066 | 27.2385 | 4.2525 | 17.2348 | 18.6489 | 2.4932 | 14.959 | 42.459 | 5.6763 | 34.058 | 28.9306 | 4.5167 | 18.3054 | 25.0145 | 3.3442 | 40.1303 | 56.952 | 7.6139 | 91.3668 | 38.8058 | 6.0584 | 49.1077
VA | INSIG | MUNICIPAL | Cook Donald E Sr Residence | VAG406272 | 001 | 1.083 | 8.299% | 0.00070038 | 0.00075851 | 18.6489 | 2.4932 | 14.959 | 39.9756 | 5.3443 | 32.066 | 21.8129 | 2.8315 | 3.7356 | 18.6489 | 2.4932 | 14.959 | 43.0804 | 5.7594 | 34.5564 | 23.507 | 3.0515 | 4.0257 | 24.6537 | 3.296 | 39.5515 | 56.952 | 7.6139 | 91.3668 | 31.0761 | 4.034 | 10.6439
VA | INSIG | MUNICIPAL | Cook, David W & Karen S Residence | VAG401666 | 001 | 1.0326 | 3.261% | 0.00070038 | 0.00072322 | 18.6489 | 2.4932 | 14.959 | 39.9756 | 5.3443 | 32.066 | 27.7854 | 4.133 | 23.2747 | 18.6489 | 2.4932 | 14.959 | 41.0765 | 5.4915 | 32.9491 | 28.5506 | 4.2468 | 23.9157 | 25.8564 | 3.4567 | 41.4809 | 56.952 | 7.6139 | 91.3668 | 39.585 | 5.8882 | 66.3175
VA | INSIG | MUNICIPAL | Cooley, Michael & Holly Residence | VAG401644 | 001 | 1.0326 | 3.261% | 0.00070038 | 0.00072322 | 18.6489 | 2.4932 | 14.959 | 39.9756 | 5.3443 | 32.066 | 34.8731 | 4.0782 | 19.8851 | 18.6489 | 2.4932 | 14.959 | 41.0765 | 5.4915 | 32.9491 | 35.8335 | 4.1905 | 20.4328 | 25.8564 | 3.4567 | 41.4809 | 56.952 | 7.6139 | 91.3668 | 49.6826 | 5.81 | 56.6594
VA | INSIG | MUNICIPAL | Cooper Roberta A Residence | VAG401547 | 001 | 1.0326 | 3.261% | 0.00070038 | 0.00072322 | 18.6489 | 2.4932 | 14.959 | 39.9756 | 5.3443 | 32.066 | 30.5273 | 4.133 | 23.2747 | 18.6489 | 2.4932 | 14.959 | 41.0765 | 5.4915 | 32.9491 | 31.368 | 4.2468 | 23.9157 | 25.8564 | 3.4567 | 41.4809 | 56.952 | 7.6139 | 91.3668 | 43.4913 | 5.8882 | 66.3175
VA | INSIG | MUNICIPAL | Corder Gary L Residence | VAG401286 | 001 | 1.1137 | 11.37% | 0.00070038 | 0.00078004 | 18.6489 | 2.4932 | 14.959 | 39.9756 | 5.3443 | 32.066 | 27.1549 | 2.7382 | 9.6968 | 18.6489 | 2.4932 | 14.959 | 44.3037 | 5.923 | 35.5377 | 30.0949 | 3.0347 | 10.7467 | 23.973 | 3.2049 | 38.4593 | 56.952 | 7.6139 | 91.3668 | 38.6867 | 3.9011 | 27.6295
VA | INSIG | MUNICIPAL | Corder, Dennis and April Residence | VAG401079 | 001 | 1.0774 | 7.738% | 0.00070038 | 0.00075458 | 18.6489 | 2.4932 | 14.959 | 39.9756 | 5.3443 | 32.066 | 33.3572 | 3.7293 | 17.5855 | 18.6489 | 2.4932 | 14.959 | 42.8575 | 5.7296 | 34.3777 | 35.762 | 3.9982 | 18.8533 | 24.7819 | 3.3131 | 39.7571 | 56.952 | 7.6139 | 91.3668 | 47.523 | 5.3131 | 50.1071
VA | INSIG | MUNICIPAL | Cordner, Robert C & Joan A Residence | VAG401920 | 001 | 1.0674 | 6.737% | 0.00070038 | 0.00074757 | 18.6489 | 2.4932 | 14.959 | 39.9756 | 5.3443 | 32.066 | 25.246 | 4.2427 | 24.1306 | 18.6489 | 2.4932 | 14.959 | 42.459 | 5.6763 | 34.058 | 26.8143 | 4.5063 | 25.6297 | 25.0145 | 3.3442 | 40.1303 | 56.952 | 7.6139 | 91.3668 | 35.9671 | 6.0444 | 68.7562
VA | INSIG | MUNICIPAL | Corman John N Residence | VAG401597 | 001 | 1.0326 | 3.261% | 0.00070038 | 0.00072322 | 18.6489 | 2.4932 | 14.959 | 39.9756 | 5.3443 | 32.066 | 27.0012 | 2.9257 | 12.7111 | 18.6489 | 2.4932 | 14.959 | 41.0765 | 5.4915 | 32.9491 | 27.7448 | 3.0063 | 13.0611 | 25.8564 | 3.4567 | 41.4809 | 56.952 | 7.6139 | 91.3668 | 38.4677 | 4.1682 | 36.2181
VA | INSIG | MUNICIPAL | Cornett Gary A Residence | VAG408363 | 001 | 1.0674 | 6.737% | 0.00070038 | 0.00074757 | 18.6489 | 2.4932 | 14.959 | 39.9756 | 5.3443 | 32.066 | 18.2243 | 4.1451 | 20.8048 | 18.6489 | 2.4932 | 14.959 | 42.459 | 5.6763 | 34.058 | 19.3565 | 4.4026 | 22.0972 | 25.0145 | 3.3442 | 40.1303 | 56.952 | 7.6139 | 91.3668 | 25.9636 | 5.9054 | 59.2797
VA | INSIG | MUNICIPAL | Cornwell, John W Residence | VAG401610 | 001 | 1.0774 | 7.738% | 0.00070038 | 0.00075458 | 18.6489 | 2.4932 | 14.959 | 39.9756 | 5.3443 | 32.066 | 35.6609 | 4.2675 | 22.0989 | 18.6489 | 2.4932 | 14.959 | 42.8575 | 5.7296 | 34.3777 | 38.2318 | 4.5752 | 23.6921 | 24.7819 | 3.3131 | 39.7571 | 56.952 | 7.6139 | 91.3668 | 50.8049 | 6.0798 | 62.9672
VA | INSIG | MUNICIPAL | Correa Multiple Residence | VAG408204 | 001 | 1.0674 | 6.737% | 0.00070038 | 0.00074757 | 18.6489 | 2.4932 | 14.959 | 39.9756 | 5.3443 | 32.066 | 28.45 | 4.3524 | 24.9865 | 18.6489 | 2.4932 | 14.959 | 42.459 | 5.6763 | 34.058 | 30.2174 | 4.6228 | 26.5387 | 25.0145 | 3.3442 | 40.1303 | 56.952 | 7.6139 | 91.3668 | 40.5319 | 6.2007 | 71.1949
VA | INSIG | MUNICIPAL | Correa Multiple Residence 2 | VAG408342 | 001 | 1.0674 | 6.737% | 0.00070038 | 0.00074757 | 18.6489 | 2.4932 | 14.959 | 39.9756 | 5.3443 | 32.066 | 28.45 | 4.3524 | 24.9865 | 18.6489 | 2.4932 | 14.959 | 42.459 | 5.6763 | 34.058 | 30.2174 | 4.6228 | 26.5387 | 25.0145 | 3.3442 | 40.1303 | 56.952 | 7.6139 | 91.3668 | 40.5319 | 6.2007 | 71.1949
VA | INSIG | MUNICIPAL | Coverstone, Greg & Ann Residence | VAG401788 | 001 | 1.1137 | 11.37% | 0.00070038 | 0.00078004 | 18.6489 | 2.4932 | 14.959 | 39.9756 | 5.3443 | 32.066 | 32.6276 | 3.8319 | 18.9688 | 18.6489 | 2.4932 | 14.959 | 44.3037 | 5.923 | 35.5377 | 36.1602 | 4.2468 | 21.0226 | 23.973 | 3.2049 | 38.4593 | 56.952 | 7.6139 | 91.3668 | 46.4835 | 5.4592 | 54.0486
VA | INSIG | MUNICIPAL | Cox Diana Residence | VAG406359 | 001 | 1.083 | 8.299% | 0.00070038 | 0.00075851 | 18.6489 | 2.4932 | 14.959 | 39.9756 | 5.3443 | 32.066 | 22.1092 | 2.8483 | 4.2821 | 18.6489 | 2.4932 | 14.959 | 43.0804 | 5.7594 | 34.5564 | 23.8263 | 3.0696 | 4.6147 | 24.6537 | 3.296 | 39.5515 | 56.952 | 7.6139 | 91.3668 | 31.4983 | 4.058 | 12.2013
VA | INSIG | MUNICIPAL | Cox, Jeffrey & Deborah Residence | VAG401705 | 001 | 1.1137 | 11.37% | 0.00070038 | 0.00078004 | 18.6489 | 2.4932 | 14.959 | 39.9756 | 5.3443 | 32.066 | 33.0525 | 2.7382 | 9.6968 | 18.6489 | 2.4932 | 14.959 | 44.3037 | 5.923 | 35.5377 | 36.631 | 3.0347 | 10.7467 | 23.973 | 3.2049 | 38.4593 | 56.952 | 7.6139 | 91.3668 | 47.0888 | 3.9011 | 27.6295
VA | INSIG | MUNICIPAL | Craig - New Castle Public Service Authority | VA0064599 | 001 | 1.008 | 0.804% | 0.12257 | 0.12355 | 18.6489 | 2.4932 | 14.959 | 6995.7306 | 935.2581 | 5611.5486 | 3055.2727 | 442.985 | 1331.9526 | 18.6489 | 2.4932 | 14.959 | 7017.3395 | 938.147 | 5628.882 | 3064.71 | 444.3533 | 1336.0668 | 26.4867 | 3.541 | 42.492 | 9966.5951 | 1332.4325 | 15989.19 | 4352.7499 | 631.1066 | 3795.181
VA | INSIG | MUNICIPAL | Craigsville STP | VA0091821 | 001 | 1.0478 | 4.78% | 0.30467 | 0.31923 | 2.9918 | 0.29918 | 14.959 | 2789.7413 | 278.9741 | 13948.7065 | 868.4545 | 98.954 | 1855.7604 | 2.9918 | 0.29918 | 14.959 | 2908.7378 | 290.8738 | 14543.6892 | 905.4985 | 103.1749 | 1934.918 | 4.088 | 0.4088 | 40.8796 | 3974.4558 | 397.4456 | 39744.558 | 1237.2596 | 140.9767 | 5287.6859
VA | INSIG | MUNICIPAL | Crawford Robert Billy Residence | VAG407309 | 001 | 1.0596 | 5.963% | 0.00070038 | 0.00074215 | 18.6489 | 2.4932 | 14.959 | 39.9756 | 5.3443 | 32.066 | 26.2745 | 3.1133 | 12.8277 | 18.6489 | 2.4932 | 14.959 | 42.1514 | 5.6352 | 33.8113 | 27.7045 | 3.2828 | 13.5259 | 25.1971 | 3.3686 | 40.4231 | 56.952 | 7.6139 | 91.3668 | 37.4324 | 4.4354 | 36.5505
VA | INSIG | MUNICIPAL | Creature Comfort Inn | VAG408158 | 001 | 1.0326 | 3.261% | 0.00070038 | 0.00072322 | 18.6489 | 2.4932 | 14.959 | 39.9756 | 5.3443 | 32.066 | 37.6381 | 4.0782 | 19.8851 | 18.6489 | 2.4932 | 14.959 | 41.0765 | 5.4915 | 32.9491 | 38.6747 | 4.1905 | 20.4328 | 25.8564 | 3.4567 | 41.4809 | 56.952 | 7.6139 | 91.3668 | 53.6219 | 5.81 | 56.6594
VA | INSIG | MUNICIPAL | Crickenberger Stephanie Residence | VAG406457 | 001 | 1.0763 | 7.634% | 0.00070038 | 0.00075385 | 18.6489 | 2.4932 | 14.959 | 39.9756 | 5.3443 | 32.066 | 18.4464 | 2.5082 | 7.4154 | 18.6489 | 2.4932 | 14.959 | 42.8161 | 5.7241 | 34.3445 | 19.7571 | 2.6864 | 7.9423 | 24.8059 | 3.3163 | 39.7956 | 56.952 | 7.6139 | 91.3668 | 26.28 | 3.5733 | 21.1291
VA | INSIG | MUNICIPAL | Crider & Shockey Inc - Riverton | VAG401231 | 001 | 1.0774 | 7.738% | 0.00070038 | 0.00075458 | 18.6489 | 2.4932 | 14.959 | 39.9756 | 5.3443 | 32.066 | 36.2207 | 3.8465 | 19.3761 | 18.6489 | 2.4932 | 14.959 | 42.8575 | 5.7296 | 34.3777 | 38.8319 | 4.1238 | 20.773 | 24.7819 | 3.3131 | 39.7571 | 56.952 | 7.6139 | 91.3668 | 51.6024 | 5.4799 | 55.209
VA | INSIG | MUNICIPAL | Crisman Cheryl Ann Residence | VAG401619 | 001 | 1.0326 | 3.261% | 0.00070038 | 0.00072322 | 18.6489 | 2.4932 | 14.959 | 39.9756 | 5.3443 | 32.066 | 22.7105 | 2.9257 | 12.7111 | 18.6489 | 2.4932 | 14.959 | 41.0765 | 5.4915 | 32.9491 | 23.3359 | 3.0063 | 13.0611 | 25.8564 | 3.4567 | 41.4809 | 56.952 | 7.6139 | 91.3668 | 32.3549 | 4.1682 | 36.2181
VA | INSIG | MUNICIPAL | Cronise, Jr., Bruce E Residence | VAG401766 | 001 | 1.1137 | 11.37% | 0.00070038 | 0.00078004 | 18.6489 | 2.4932 | 14.959 | 39.9756 | 5.3443 | 32.066 | 33.2107 | 2.7382 | 9.6968 | 18.6489 | 2.4932 | 14.959 | 44.3037 | 5.923 | 35.5377 | 36.8063 | 3.0347 | 10.7467 | 23.973 | 3.2049 | 38.4593 | 56.952 | 7.6139 | 91.3668 | 47.3142 | 3.9011 | 27.6295
VA | INSIG | MUNICIPAL | Crooked Run STP | VA0080080 | 001 | 1.1137 | 11.37% | 0.1751 | 0.19501 | 18.6489 | 2.4932 | 14.959 | 9993.9008 | 1336.083 | 8016.498 | 7679.8216 | 903.0598 | 3948.7495 | 18.6489 | 2.4932 | 14.959 | 11075.9277 | 1480.739 | 8884.4339 | 8511.3061 | 1000.8329 | 4376.2755 | 23.973 | 3.2049 | 38.4593 | 14237.993 | 1903.475 | 22841.7 | 10941.1979 | 1286.5606 | 11251.3158
VA | INSIG | MUNICIPAL | Crossroads CSB former PRJ Land Trust | VAG404092 | 001 | 1.0569 | 5.688% | 0.00070038 | 0.00074022 | 18.6489 | 2.4932 | 14.959 | 39.9756 | 5.3443 | 32.066 | 12.2193 | 0.258 | 0.15009 | 18.6489 | 2.4932 | 14.959 | 42.0419 | 5.6206 | 33.7234 | 12.8509 | 0.27133 | 0.15784 | 25.2627 | 3.3774 | 40.5284 | 56.952 | 7.6139 | 91.3668 | 17.4084 | 0.36756 | 0.42765
VA | INSIG | MUNICIPAL | Crouch Bruce Residence | VAG406176 | 001 | 1.147 | 14.7% | 0.00070038 | 0.00080337 | 18.6489 | 2.4932 | 14.959 | 39.9756 | 5.3443 | 32.066 | 29.6773 | 3.3319 | 11.6918 | 18.6489 | 2.4932 | 14.959 | 45.6287 | 6.1001 | 36.6005 | 33.874 | 3.803 | 13.3452 | 23.2769 | 3.1119 | 37.3426 | 56.952 | 7.6139 | 91.3668 | 42.2802 | 4.7468 | 33.3139
VA | INSIG | MUNICIPAL | Cruikshank Donald Residence | VAG406188 | 001 | 1.1396 | 13.96% | 0.00070038 | 0.00079815 | 18.6489 | 2.4932 | 14.959 | 39.9756 | 5.3443 | 32.066 | 12.3242 | 2.806 | 3.6759 | 18.6489 | 2.4932 | 14.959 | 45.3318 | 6.0604 | 36.3624 | 13.9755 | 3.182 | 4.1684 | 23.4293 | 3.1323 | 37.5871 | 56.952 | 7.6139 | 91.3668 | 17.558 | 3.9977 | 10.4737
VA | INSIG | MUNICIPAL | Crum Amos Property | VAG406289 | 001 | 1.0417 | 4.168% | 0.00070038 | 0.00072958 | 18.6489 | 2.4932 | 14.959 | 39.9756 | 5.3443 | 32.066 | 45.0091 | 5.6741 | 26.4776 | 18.6489 | 2.4932 | 14.959 | 41.4372 | 5.5397 | 33.2384 | 46.6548 | 5.8816 | 27.4457 | 25.6314 | 3.4267 | 41.1198 | 56.952 | 7.6139 | 91.3668 | 64.123 | 8.0837 | 75.4437
VA | INSIG | MUNICIPAL | Culpeper County Industrial Airpark STP | VA0068586 | 001 | 1.1098 | 10.98% | 0.21012 | 0.23319 | 1.5956 | 0.19945 | 14.959 | 1026.1117 | 128.264 | 9619.7976 | 568.8186 | 34.7878 | 895.9556 | 1.5956 | 0.19945 | 14.959 | 1133.2031 | 141.6504 | 10623.7794 | 628.1841 | 38.4184 | 989.4631 | 2.0584 | 0.2573 | 38.5952 | 1461.8688 | 182.7336 | 27410.04 | 810.3778 | 49.561 | 2552.879
VA | INSIG | MUNICIPAL | Culpeper Farmers Cooperative Incorporated | VAG406365 | 001 | 1.1098 | 10.98% | 0.00070038 | 0.0007773 | 18.6489 | 2.4932 | 14.959 | 39.9756 | 5.3443 | 32.066 | 28.1945 | 5.2832 | 22.9886 | 18.6489 | 2.4932 | 14.959 | 44.1477 | 5.9021 | 35.4126 | 31.137 | 5.8346 | 25.3878 | 24.0577 | 3.2163 | 38.5952 | 56.952 | 7.6139 | 91.3668 | 40.1677 | 7.5268 | 65.5023
VA | INSIG | MUNICIPAL | Cumberland Hospital for Children and Adolescents | VA0067121 | 001 | 1.1683 | 16.83% | 0.021012 | 0.024548 | 18.6489 | 2.4932 | 14.959 | 1199.2681 | 160.33 | 961.9798 | 998.3557 | 64.4891 | 70.2892 | 18.6489 | 2.4932 | 14.959 | 1394.2203 | 186.3931 | 1118.3586 | 1160.6477 | 74.9724 | 81.7153 | 22.8535 | 3.0553 | 36.6633 | 1708.5592 | 228.417 | 2741.004 | 1422.3256 | 91.8755 | 200.2775
VA | INSIG | MUNICIPAL | Cumberland Restaurant | VAG404069 | 001 | 1.0569 | 5.688% | 0.00070038 | 0.00074022 | 18.6489 | 2.4932 | 14.959 | 39.9756 | 5.3443 | 32.066 | 14.2765 | 0.464 | 0.29207 | 18.6489 | 2.4932 | 14.959 | 42.0419 | 5.6206 | 33.7234 | 15.0145 | 0.48799 | 0.30717 | 25.2627 | 3.3774 | 40.5284 | 56.952 | 7.6139 | 91.3668 | 20.3393 | 0.66105 | 0.83221
VA | INSIG | MUNICIPAL | Curry/Grady Residence | VAG401698 | 001 | 1.1137 | 11.37% | 0.00070038 | 0.00078004 | 18.6489 | 2.4932 | 14.959 | 39.9756 | 5.3443 | 32.066 | 33.3572 | 3.7293 | 17.5855 | 18.6489 | 2.4932 | 14.959 | 44.3037 | 5.923 | 35.5377 | 36.9688 | 4.1331 | 19.4895 | 23.973 | 3.2049 | 38.4593 | 56.952 | 7.6139 | 91.3668 | 47.523 | 5.3131 | 50.1071
VA | INSIG | MUNICIPAL | Curt Residence | VAG401910 | 001 | 1.0674 | 6.737% | 0.00070038 | 0.00074757 | 18.6489 | 2.4932 | 14.959 | 39.9756 | 5.3443 | 32.066 | 26.9205 | 4.2516 | 23.8717 | 18.6489 | 2.4932 | 14.959 | 42.459 | 5.6763 | 34.058 | 28.5929 | 4.5157 | 25.3547 | 25.0145 | 3.3442 | 40.1303 | 56.952 | 7.6139 | 91.3668 | 38.3528 | 6.0571 | 68.0185
VA | INSIG | MUNICIPAL | Cutlip Earl & Teresa Residence | VAG401234 | 001 | 1.0326 | 3.261% | 0.00070038 | 0.00072322 | 18.6489 | 2.4932 | 14.959 | 39.9756 | 5.3443 | 32.066 | 36.205 | 3.7987 | 15.8735 | 18.6489 | 2.4932 | 14.959 | 41.0765 | 5.4915 | 32.9491 | 37.202 | 3.9033 | 16.3106 | 25.8564 | 3.4567 | 41.4809 | 56.952 | 7.6139 | 91.3668 | 51.5801 | 5.4118 | 45.2289
VA | INSIG | MUNICIPAL | D Duval and Sons LLC Property | VAG408341 | 001 | 1.084 | 8.401% | 0.00070038 | 0.00075922 | 18.6489 | 2.4932 | 14.959 | 39.9756 | 5.3443 | 32.066 | 24.1135 | 3.6587 | 23.6288 | 18.6489 | 2.4932 | 14.959 | 43.1211 | 5.7648 | 34.5891 | 26.0108 | 3.9466 | 25.4881 | 24.6305 | 3.2928 | 39.5141 | 56.952 | 7.6139 | 91.3668 | 34.3537 | 5.2125 | 67.3265
VA | INSIG | MUNICIPAL | Dalke, Jeffrey & Anne Residence | VAG401244 | 001 | 1.0326 | 3.261% | 0.00070038 | 0.00072322 | 18.6489 | 2.4932 | 14.959 | 39.9756 | 5.3443 | 32.066 | 35.7815 | 4.0782 | 19.8851 | 18.6489 | 2.4932 | 14.959 | 41.0765 | 5.4915 | 32.9491 | 36.7669 | 4.1905 | 20.4328 | 25.8564 | 3.4567 | 41.4809 | 56.952 | 7.6139 | 91.3668 | 50.9768 | 5.81 | 56.6594
VA | INSIG | MUNICIPAL | Dan's Body Service Inc | VAG401987 | 001 | 1.0674 | 6.737% | 0.00070038 | 0.00074757 | 18.6489 | 2.4932 | 14.959 | 39.9756 | 5.3443 | 32.066 | 28.45 | 4.3524 | 24.9865 | 18.6489 | 2.4932 | 14.959 | 42.459 | 5.6763 | 34.058 | 30.2174 | 4.6228 | 26.5387 | 25.0145 | 3.3442 | 40.1303 | 56.952 | 7.6139 | 91.3668 | 40.5319 | 6.2007 | 71.1949
VA | INSIG | MUNICIPAL | Darland David S Residence | VAG406485 | 001 | 1.1098 | 10.98% | 0.00070038 | 0.0007773 | 18.6489 | 2.4932 | 14.959 | 39.9756 | 5.3443 | 32.066 | 29.5015 | 5.2832 | 22.9886 | 18.6489 | 2.4932 | 14.959 | 44.1477 | 5.9021 | 35.4126 | 32.5805 | 5.8346 | 25.3878 | 24.0577 | 3.2163 | 38.5952 | 56.952 | 7.6139 | 91.3668 | 42.0299 | 7.5268 | 65.5023
VA | INSIG | MUNICIPAL | Darne Jackie L - Residence | VAG406162 | 001 | 1.083 | 8.299% | 0.00070038 | 0.00075851 | 18.6489 | 2.4932 | 14.959 | 39.9756 | 5.3443 | 32.066 | 21.804 | 2.8315 | 3.7356 | 18.6489 | 2.4932 | 14.959 | 43.0804 | 5.7594 | 34.5564 | 23.4974 | 3.0515 | 4.0257 | 24.6537 | 3.296 | 39.5515 | 56.952 | 7.6139 | 91.3668 | 31.0634 | 4.034 | 10.6439
VA | INSIG | MUNICIPAL | Darr, Joseph Residence | VAG401836 | 001 | 1.0774 | 7.738% | 0.00070038 | 0.00075458 | 18.6489 | 2.4932 | 14.959 | 39.9756 | 5.3443 | 32.066 | 35.4608 | 4.1073 | 20.3617 | 18.6489 | 2.4932 | 14.959 | 42.8575 | 5.7296 | 34.3777 | 38.0173 | 4.4034 | 21.8297 | 24.7819 | 3.3131 | 39.7571 | 56.952 | 7.6139 | 91.3668 | 50.5199 | 5.8515 | 58.0175
VA | INSIG | MUNICIPAL | Dauer, Steven M & Nancy P Residence | VAG401919 | 001 | 1.0674 | 6.737% | 0.00070038 | 0.00074757 | 18.6489 | 2.4932 | 14.959 | 39.9756 | 5.3443 | 32.066 | 32.4143 | 4.3524 | 24.9865 | 18.6489 | 2.4932 | 14.959 | 42.459 | 5.6763 | 34.058 | 34.428 | 4.6228 | 26.5387 | 25.0145 | 3.3442 | 40.1303 | 56.952 | 7.6139 | 91.3668 | 46.1796 | 6.2007 | 71.1949
VA | INSIG | MUNICIPAL | Davis John B and John E Farm | VAG404253 | 001 | 1.0463 | 4.63% | 0.00070038 | 0.00073281 | 18.6489 | 2.4932 | 14.959 | 39.9756 | 5.3443 | 32.066 | 25.0855 | 1.4872 | 1.4035 | 18.6489 | 2.4932 | 14.959 | 41.6208 | 5.5643 | 33.3857 | 26.118 | 1.5484 | 1.4612 | 25.5183 | 3.4115 | 40.9384 | 56.952 | 7.6139 | 91.3668 | 35.7386 | 2.1188 | 3.999
VA | INSIG | MUNICIPAL | Davis Lowell R Residence | VAG408090 | 001 | 1.0674 | 6.737% | 0.00070038 | 0.00074757 | 18.6489 | 2.4932 | 14.959 | 39.9756 | 5.3443 | 32.066 | 29.1906 | 4.2525 | 17.2348 | 18.6489 | 2.4932 | 14.959 | 42.459 | 5.6763 | 34.058 | 31.004 | 4.5167 | 18.3054 | 25.0145 | 3.3442 | 40.1303 | 56.952 | 7.6139 | 91.3668 | 41.5869 | 6.0584 | 49.1077
VA | INSIG | MUNICIPAL | Davis Stephen and Linda Residence | VAG408195 | 001 | 1.0326 | 3.261% | 0.00070038 | 0.00072322 | 18.6489 | 2.4932 | 14.959 | 39.9756 | 5.3443 | 32.066 | 25.246 | 4.2427 | 24.1306 | 18.6489 | 2.4932 | 14.959 | 41.0765 | 5.4915 | 32.9491 | 25.9412 | 4.3595 | 24.7952 | 25.8564 | 3.4567 | 41.4809 | 56.952 | 7.6139 | 91.3668 | 35.9671 | 6.0444 | 68.7562
VA | INSIG | MUNICIPAL | Davis Wanda J Residence | VAG401642 | 001 | 1.0774 | 7.738% | 0.00070038 | 0.00075458 | 18.6489 | 2.4932 | 14.959 | 39.9756 | 5.3443 | 32.066 | 35.4608 | 4.1073 | 20.3617 | 18.6489 | 2.4932 | 14.959 | 42.8575 | 5.7296 | 34.3777 | 38.0173 | 4.4034 | 21.8297 | 24.7819 | 3.3131 | 39.7571 | 56.952 | 7.6139 | 91.3668 | 50.5199 | 5.8515 | 58.0175
VA | INSIG | MUNICIPAL | Dawson Clark Residence | VAG406442 | 001 | 1.083 | 8.299% | 0.00070038 | 0.00075851 | 18.6489 | 2.4932 | 14.959 | 39.9756 | 5.3443 | 32.066 | 23.3145 | 2.7639 | 4.1324 | 18.6489 | 2.4932 | 14.959 | 43.0804 | 5.7594 | 34.5564 | 25.1253 | 2.9786 | 4.4534 | 24.6537 | 3.296 | 39.5515 | 56.952 | 7.6139 | 91.3668 | 33.2154 | 3.9377 | 11.7747
VA | INSIG | MUNICIPAL | Day Lisa Howard B Residence | VAG402026 | 001 | 0.91292 | -8.708% | 0.00070038 | 0.00063939 | 18.6489 | 2.4932 | 14.959 | 39.9756 | 5.3443 | 32.066 | 20.4309 | 3.1954 | 13.8595 | 18.6489 | 2.4932 | 14.959 | 36.3153 | 4.855 | 29.1299 | 18.5602 | 2.9028 | 12.5904 | 29.2464 | 3.9099 | 46.9194 | 56.952 | 7.6139 | 91.3668 | 29.1073 | 4.5524 | 39.4902
VA | INSIG | MUNICIPAL | Day Shannon J Residence | VAG406411 | 001 | 1.083 | 8.299% | 0.00070038 | 0.00075851 | 18.6489 | 2.4932 | 14.959 | 39.9756 | 5.3443 | 32.066 | 19.2496 | 1.5835 | 1.247 | 18.6489 | 2.4932 | 14.959 | 43.0804 | 5.7594 | 34.5564 | 20.7446 | 1.7065 | 1.3438 | 24.6537 | 3.296 | 39.5515 | 56.952 | 7.6139 | 91.3668 | 27.4242 | 2.256 | 3.5531
VA | INSIG | MUNICIPAL | Daye, Mary Residence | VAG402011 | 001 | 1.0695 | 6.951% | 0.00070038 | 0.00074907 | 18.6489 | 2.4932 | 14.959 | 39.9756 | 5.3443 | 32.066 | 28.8789 | 3.6571 | 18.2087 | 18.6489 | 2.4932 | 14.959 | 42.5443 | 5.6877 | 34.1264 | 30.7345 | 3.8921 | 19.3787 | 24.9644 | 3.3375 | 40.0498 | 56.952 | 7.6139 | 91.3668 | 41.1428 | 5.2101 | 51.8826
VA | INSIG | MUNICIPAL | Dean Bradley Residence | VAG408152 | 001 | 1.0674 | 6.737% | 0.00070038 | 0.00074757 | 18.6489 | 2.4932 | 14.959 | 39.9756 | 5.3443 | 32.066 | 26.9726 | 4.2516 | 23.8717 | 18.6489 | 2.4932 | 14.959 | 42.459 | 5.6763 | 34.058 | 28.6482 | 4.5157 | 25.3547 | 25.0145 | 3.3442 | 40.1303 | 56.952 | 7.6139 | 91.3668 | 38.427 | 6.0571 | 68.0185
VA | INSIG | MUNICIPAL | Dean David A Residence | VAG408260 | 001 | 1.0674 | 6.737% | 0.00070038 | 0.00074757 | 18.6489 | 2.4932 | 14.959 | 39.9756 | 5.3443 | 32.066 | 29.0591 | 4.2525 | 17.2348 | 18.6489 | 2.4932 | 14.959 | 42.459 | 5.6763 | 34.058 | 30.8644 | 4.5167 | 18.3054 | 25.0145 | 3.3442 | 40.1303 | 56.952 | 7.6139 | 91.3668 | 41.3996 | 6.0584 | 49.1077
VA | INSIG | MUNICIPAL | Dean Jeffrey and Marlo Residence | VAG401397 | 001 | 1.0326 | 3.261% | 0.00070038 | 0.00072322 | 18.6489 | 2.4932 | 14.959 | 39.9756 | 5.3443 | 32.066 | 33.7586 | 3.7987 | 15.8735 | 18.6489 | 2.4932 | 14.959 | 41.0765 | 5.4915 | 32.9491 | 34.6882 | 3.9033 | 16.3106 | 25.8564 | 3.4567 | 41.4809 | 56.952 | 7.6139 | 91.3668 | 48.0947 | 5.4118 | 45.2289
VA | INSIG | MUNICIPAL | Deavers Mark Residence | VAG408210 | 001 | 1.0674 | 6.737% | 0.00070038 | 0.00074757 | 18.6489 | 2.4932 | 14.959 | 39.9756 | 5.3443 | 32.066 | 26.8477 | 4.3524 | 24.9865 | 18.6489 | 2.4932 | 14.959 | 42.459 | 5.6763 | 34.058 | 28.5156 | 4.6228 | 26.5387 | 25.0145 | 3.3442 | 40.1303 | 56.952 | 7.6139 | 91.3668 | 38.2491 | 6.2007 | 71.1949
VA | INSIG | MUNICIPAL | Debell Stuart and Kristina Residence | VAG406410 | 001 | 1.083 | 8.299% | 0.00070038 | 0.00075851 | 18.6489 | 2.4932 | 14.959 | 39.9756 | 5.3443 | 32.066 | 22.1325 | 2.8315 | 3.7356 | 18.6489 | 2.4932 | 14.959 | 43.0804 | 5.7594 | 34.5564 | 23.8514 | 3.0515 | 4.0257 | 24.6537 | 3.296 | 39.5515 | 56.952 | 7.6139 | 91.3668 | 31.5314 | 4.034 | 10.6439
VA | INSIG | MUNICIPAL | Deel Travis and Pamela Clark Residence | VAG402140 | 001 | 0.91292 | -8.708% | 0.00070038 | 0.00063939 | 18.6489 | 2.4932 | 14.959 | 39.9756 | 5.3443 | 32.066 | 19.2846 | 3.1954 | 13.8595 | 18.6489 | 2.4932 | 14.959 | 36.3153 | 4.855 | 29.1299 | 17.5188 | 2.9028 | 12.5904 | 29.2464 | 3.9099 | 46.9194 | 56.952 | 7.6139 | 91.3668 | 27.4741 | 4.5524 | 39.4902
VA | INSIG | MUNICIPAL | Deer Park STP | VA0091341 | 001 | 1.084 | 8.401% | 0.063035 | 0.06833 | 0 | 0 | 14.959 | 0 | 0 | 2885.9393 | 0 | 0 | 770.7819 | 0 | 0 | 14.959 | 0 | 0 | 3113.0173 | 0 | 0 | 831.4303 | 0 | 0 | 39.5141 | 0 | 0 | 8223.012 | 0 | 0 | 2196.2169
VA | INSIG | MUNICIPAL | DeHaven, Robert E Residence | VAG401982 | 001 | 1.1137 | 11.37% | 0.00070038 | 0.00078004 | 18.6489 | 2.4932 | 14.959 | 39.9756 | 5.3443 | 32.066 | 34.4228 | 2.7382 | 9.6968 | 18.6489 | 2.4932 | 14.959 | 44.3037 | 5.923 | 35.5377 | 38.1497 | 3.0347 | 10.7467 | 23.973 | 3.2049 | 38.4593 | 56.952 | 7.6139 | 91.3668 | 49.041 | 3.9011 | 27.6295
VA | INSIG | MUNICIPAL | DeHaven, Talbert Residence | VAG401438 | 001 | 1.1137 | 11.37% | 0.00070038 | 0.00078004 | 18.6489 | 2.4932 | 14.959 | 39.9756 | 5.3443 | 32.066 | 33.2107 | 2.7382 | 9.6968 | 18.6489 | 2.4932 | 14.959 | 44.3037 | 5.923 | 35.5377 | 36.8063 | 3.0347 | 10.7467 | 23.973 | 3.2049 | 38.4593 | 56.952 | 7.6139 | 91.3668 | 47.3142 | 3.9011 | 27.6295
VA | INSIG | MUNICIPAL | Deitz David L Residence | VAG408350 | 001 | 1.0674 | 6.737% | 0.00070038 | 0.00074757 | 18.6489 | 2.4932 | 14.959 | 39.9756 | 5.3443 | 32.066 | 22.5959 | 4.3524 | 24.9865 | 18.6489 | 2.4932 | 14.959 | 42.459 | 5.6763 | 34.058 | 23.9996 | 4.6228 | 26.5387 | 25.0145 | 3.3442 | 40.1303 | 56.952 | 7.6139 | 91.3668 | 32.1916 | 6.2007 | 71.1949
VA | INSIG | MUNICIPAL | DeLawder Beverly C Jr Residence | VAG408159 | 001 | 1.0674 | 6.737% | 0.00070038 | 0.00074757 | 18.6489 | 2.4932 | 14.959 | 39.9756 | 5.3443 | 32.066 | 26.8262 | 4.3524 | 24.9865 | 18.6489 | 2.4932 | 14.959 | 42.459 | 5.6763 | 34.058 | 28.4927 | 4.6228 | 26.5387 | 25.0145 | 3.3442 | 40.1303 | 56.952 | 7.6139 | 91.3668 | 38.2184 | 6.2007 | 71.1949
VA | INSIG | MUNICIPAL | Delawder Corney L Residence | VAG408017 | 001 | 1.0674 | 6.737% | 0.00070038 | 0.00074757 | 18.6489 | 2.4932 | 14.959 | 39.9756 | 5.3443 | 32.066 | 19.6854 | 3.1938 | 11.9024 | 18.6489 | 2.4932 | 14.959 | 42.459 | 5.6763 | 34.058 | 20.9083 | 3.3923 | 12.6418 | 25.0145 | 3.3442 | 40.1303 | 56.952 | 7.6139 | 91.3668 | 28.0452 | 4.5502 | 33.9139
VA | INSIG | MUNICIPAL | Deli O Texaco | VAG406171 | 001 | 1.147 | 14.7% | 0.00070038 | 0.00080337 | 18.6489 | 2.4932 | 14.959 | 39.9756 | 5.3443 | 32.066 | 18.5221 | 2.8601 | 3.8253 | 18.6489 | 2.4932 | 14.959 | 45.6287 | 6.1001 | 36.6005 | 21.1414 | 3.2645 | 4.3663 | 23.2769 | 3.1119 | 37.3426 | 56.952 | 7.6139 | 91.3668 | 26.3879 | 4.0747 | 10.8996
VA | INSIG | MUNICIPAL | Dembeck Mary Residence | VAG401888 | 001 | 1.1137 | 11.37% | 0.00070038 | 0.00078004 | 18.6489 | 2.4932 | 14.959 | 39.9756 | 5.3443 | 32.066 | 33.3572 | 3.7293 | 17.5855 | 18.6489 | 2.4932 | 14.959 | 44.3037 | 5.923 | 35.5377 | 36.9688 | 4.1331 | 19.4895 | 23.973 | 3.2049 | 38.4593 | 56.952 | 7.6139 | 91.3668 | 47.523 | 5.3131 | 50.1071
VA | INSIG | MUNICIPAL | Demsky David Residence - Number 1 | VAG408015 | 001 | 0.99879 | -0.1206% | 0.00070038 | 0.00069954 | 18.6489 | 2.4932 | 14.959 | 39.9756 | 5.3443 | 32.066 | 19.5264 | 3.87 | 15.3748 | 18.6489 | 2.4932 | 14.959 | 39.7313 | 5.3117 | 31.87 | 19.407 | 3.8463 | 15.2808 | 26.7319 | 3.5738 | 42.8854 | 56.952 | 7.6139 | 91.3668 | 27.8186 | 5.5134 | 43.8079
VA | INSIG | MUNICIPAL | Demsky David Residence - Number 2 | VAG408016 | 001 | 0.99879 | -0.1206% | 0.00070038 | 0.00069954 | 18.6489 | 2.4932 | 14.959 | 39.9756 | 5.3443 | 32.066 | 19.5264 | 3.87 | 15.3748 | 18.6489 | 2.4932 | 14.959 | 39.7313 | 5.3117 | 31.87 | 19.407 | 3.8463 | 15.2808 | 26.7319 | 3.5738 | 42.8854 | 56.952 | 7.6139 | 91.3668 | 27.8186 | 5.5134 | 43.8079
VA | INSIG | MUNICIPAL | Denton, Terry & Kathy Residence | VAG401235 | 001 | 1.0326 | 3.261% | 0.00070038 | 0.00072322 | 18.6489 | 2.4932 | 14.959 | 39.9756 | 5.3443 | 32.066 | 34.2779 | 3.7987 | 15.8735 | 18.6489 | 2.4932 | 14.959 | 41.0765 | 5.4915 | 32.9491 | 35.2219 | 3.9033 | 16.3106 | 25.8564 | 3.4567 | 41.4809 | 56.952 | 7.6139 | 91.3668 | 48.8346 | 5.4118 | 45.2289
VA | INSIG | MUNICIPAL | DeVito, Jeffrey & Amy Residence | VAG401684 | 001 | 1.1137 | 11.37% | 0.00070038 | 0.00078004 | 18.6489 | 2.4932 | 14.959 | 39.9756 | 5.3443 | 32.066 | 16.1069 | 1.8877 | 6.843 | 18.6489 | 2.4932 | 14.959 | 44.3037 | 5.923 | 35.5377 | 17.8508 | 2.092 | 7.5839 | 23.973 | 3.2049 | 38.4593 | 56.952 | 7.6139 | 91.3668 | 22.947 | 2.6893 | 19.498
VA | INSIG | MUNICIPAL | Devon Johanna Residence - Rental Property | VAG406270 | 001 | 1.083 | 8.299% | 0.00070038 | 0.00075851 | 18.6489 | 2.4932 | 14.959 | 39.9756 | 5.3443 | 32.066 | 19.2496 | 1.5835 | 1.247 | 18.6489 | 2.4932 | 14.959 | 43.0804 | 5.7594 | 34.5564 | 20.7446 | 1.7065 | 1.3438 | 24.6537 | 3.296 | 39.5515 | 56.952 | 7.6139 | 91.3668 | 27.4242 | 2.256 | 3.5531
VA | INSIG | MUNICIPAL | Dews Multiple Residence | VAG408057 | 001 | 1.0259 | 2.592% | 0.00070038 | 0.00071853 | 18.6489 | 2.4932 | 14.959 | 39.9756 | 5.3443 | 32.066 | 17.7963 | 2.349 | 8.9353 | 18.6489 | 2.4932 | 14.959 | 40.8102 | 5.4559 | 32.7354 | 18.1678 | 2.3981 | 9.1218 | 26.0252 | 3.4793 | 41.7516 | 56.952 | 7.6139 | 91.3668 | 25.3538 | 3.3466 | 25.4596
VA | INSIG | MUNICIPAL | DJJ Barrett Learning Center | VA0020630 | 001 | 1.0844 | 8.436% | 0.013307 | 0.01443 | 18.6489 | 2.4932 | 14.959 | 759.5365 | 101.5423 | 609.2538 | 513.9095 | 38.1505 | 106.424 | 18.6489 | 2.4932 | 14.959 | 819.5616 | 109.5671 | 657.4024 | 554.5231 | 41.1655 | 114.8346 | 24.6226 | 3.2918 | 39.5015 | 1082.0875 | 144.6641 | 1735.9692 | 732.1506 | 54.3518 | 303.2378
VA | INSIG | MUNICIPAL | DJJ Beaumont Juvenile Correction Center | VA0020656 | 001 | 1.0779 | 7.791% | 0.063035 | 0.067946 | 18.6489 | 2.4932 | 14.959 | 3597.8043 | 480.9899 | 2885.9393 | 2804.7579 | 275.0902 | 807.6488 | 18.6489 | 2.4932 | 14.959 | 3859.0605 | 515.9172 | 3095.503 | 3008.4266 | 295.066 | 866.2965 | 24.7698 | 3.3115 | 39.7377 | 5125.6775 | 685.251 | 8223.012 | 3995.8494 | 391.9123 | 2301.2631
VA | INSIG | MUNICIPAL | DJJ Hanover Juvenile Correctional Center | VA0020664 | 001 | 1.0844 | 8.436% | 0.024303 | 0.026353 | 18.6489 | 2.4932 | 14.959 | 1387.1534 | 185.4483 | 1112.6899 | 1051.2452 | 69.6749 | 194.3638 | 18.6489 | 2.4932 | 14.959 | 1496.7784 | 200.1041 | 1200.6244 | 1134.3238 | 75.1812 | 209.7242 | 24.6226 | 3.2918 | 39.5015 | 1976.2334 | 264.2023 | 3170.428 | 1497.6757 | 99.2636 | 553.808
VA | INSIG | MUNICIPAL | DMHMRSAS - Catawba Hospital | VA0029475 | 001 | 1.033 | 3.295% | 0.084046 | 0.086816 | 18.6489 | 2.4932 | 14.959 | 4797.0724 | 641.3198 | 3847.919 | 1450.4114 | 395.7514 | 1866.2547 | 18.6489 | 2.4932 | 14.959 | 4930.8108 | 659.1993 | 3955.1959 | 1490.8477 | 406.7846 | 1918.2843 | 25.8479 | 3.4556 | 41.4672 | 6834.2366 | 913.668 | 10964.016 | 2066.3551 | 563.8145 | 5317.5875
VA | INSIG | MUNICIPAL | DOC - Buckingham Correctional Center | VA0066460 | 001 | 1.0094 | 0.9385% | 0.21012 | 0.21209 | 18.6489 | 2.4932 | 14.959 | 11992.681 | 1603.2996 | 9619.7976 | 4182.0974 | 771.9405 | 2061.6686 | 18.6489 | 2.4932 | 14.959 | 12045.7738 | 1610.3976 | 9662.3854 | 4200.6119 | 775.358 | 2070.7958 | 26.4514 | 3.5363 | 42.4354 | 17085.5916 | 2284.17 | 27410.04 | 5958.1012 | 1099.7591 | 5874.3874
VA | INSIG | MUNICIPAL | DOC - Caroline Correctional Unit 2 | VA0023329 | 001 | 1.1048 | 10.48% | 0.025914 | 0.02863 | 18.6489 | 2.4932 | 14.959 | 1479.0973 | 197.7403 | 1186.4417 | 713.7434 | 74.4269 | 44.0392 | 18.6489 | 2.4932 | 14.959 | 1626.0967 | 217.3926 | 1304.3557 | 784.6785 | 81.8238 | 48.416 | 24.1667 | 3.2308 | 38.7701 | 2107.223 | 281.7143 | 3380.5716 | 1016.8476 | 106.0336 | 125.4824
VA | INSIG | MUNICIPAL | DOC - Cold Springs Correctional Unit 10 | VA0023400 | 001 | 1.0478 | 4.78% | 0.042023 | 0.044032 | 18.6489 | 2.4932 | 14.959 | 2398.5362 | 320.6599 | 1923.9595 | 677.6525 | 68.2544 | 66.8669 | 18.6489 | 2.4932 | 14.959 | 2500.8459 | 334.3377 | 2006.0261 | 706.5578 | 71.1658 | 69.7191 | 25.4816 | 3.4066 | 40.8796 | 3417.1183 | 456.834 | 5482.008 | 965.43 | 97.2399 | 190.5262
VA | INSIG | MUNICIPAL | DOC - Fluvanna CC | VA0023418 | 001 | 1.084 | 8.401% | 0.21012 | 0.22777 | 18.6489 | 2.4932 | 14.959 | 11992.681 | 1603.2996 | 9619.7976 | 7613.4153 | 916.9685 | 3280.5716 | 18.6489 | 2.4932 | 14.959 | 12936.3163 | 1729.4541 | 10376.7243 | 8212.4712 | 989.1195 | 3538.701 | 24.6305 | 3.2928 | 39.5141 | 17085.5916 | 2284.17 | 27410.04 | 10846.5908 | 1306.376 | 9347.4523
VA | INSIG | MUNICIPAL | DOC - Harrisonburg Mens Diversion Center | VA0085588 | 001 | 1.0674 | 6.737% | 0.021012 | 0.022427 | 18.6489 | 2.4932 | 14.959 | 1199.2681 | 160.33 | 961.9798 | 853.501 | 130.572 | 749.5947 | 18.6489 | 2.4932 | 14.959 | 1273.7698 | 170.2901 | 1021.7404 | 906.5227 | 138.6835 | 796.1615 | 25.0145 | 3.3442 | 40.1303 | 1708.5592 | 228.417 | 2741.004 | 1215.9558 | 186.0218 | 2135.8476
VA | INSIG | MUNICIPAL | DOC - White Post Correctional Unit 7 | VA0023370 | 001 | 1.0748 | 7.479% | 0.025914 | 0.027852 | 18.6489 | 2.4932 | 14.959 | 1479.0973 | 197.7403 | 1186.4417 | 1097.0166 | 133.3422 | 544.0212 | 18.6489 | 2.4932 | 14.959 | 1581.907 | 211.4849 | 1268.9094 | 1173.2685 | 142.6106 | 581.8352 | 24.8418 | 3.3211 | 39.8531 | 2107.223 | 281.7143 | 3380.5716 | 1562.8847 | 189.9684 | 1550.0994
VA | INSIG | MUNICIPAL | DOC Central Virginia Correctional Unit 13 | VA0023426 | 001 | 1.0982 | 9.823% | 0.045525 | 0.049997 | 18.6489 | 2.4932 | 14.959 | 2598.4142 | 347.3816 | 2084.2895 | 993.4487 | 120.88 | 146.3189 | 18.6489 | 2.4932 | 14.959 | 2839.6479 | 379.6321 | 2277.7924 | 1085.6792 | 132.1024 | 159.9029 | 24.3115 | 3.2502 | 39.0023 | 3701.8782 | 494.9035 | 5938.842 | 1415.3347 | 172.2139 | 416.9117
VA | INSIG | MUNICIPAL | DOC Dinwiddie Field Unit 27 WWTP | VA0023540 | 001 | 1.0905 | 9.049% | 0.010506 | 0.011456 | 18.6489 | 2.4932 | 14.959 | 599.6341 | 80.165 | 480.9899 | 258.9202 | 6.594 | 5.0383 | 18.6489 | 2.4932 | 14.959 | 650.6839 | 86.9898 | 521.939 | 280.9634 | 7.1554 | 5.4672 | 24.4841 | 3.2733 | 39.2792 | 854.2796 | 114.2085 | 1370.502 | 368.8754 | 9.3943 | 14.3558
VA | INSIG | MUNICIPAL | Dodd Peter F Residence | VAG408307 | 001 | 0.99286 | -0.7145% | 0.00070038 | 0.00069538 | 18.6489 | 2.4932 | 14.959 | 39.9756 | 5.3443 | 32.066 | 30.5142 | 4.0078 | 17.3771 | 18.6489 | 2.4932 | 14.959 | 39.495 | 5.2801 | 31.6805 | 30.1474 | 3.9596 | 17.1682 | 26.8918 | 3.5952 | 43.1419 | 56.952 | 7.6139 | 91.3668 | 43.4727 | 5.7097 | 49.5132
VA | INSIG | MUNICIPAL | Dodson Donald E Residence | VAG406522 | 001 | 0.99679 | -0.3212% | 0.00070038 | 0.00069813 | 18.6489 | 2.4932 | 14.959 | 39.9756 | 5.3443 | 32.066 | 25.8675 | 5.4454 | 21.7706 | 18.6489 | 2.4932 | 14.959 | 39.6515 | 5.301 | 31.806 | 25.6578 | 5.4012 | 21.5941 | 26.7857 | 3.581 | 42.9717 | 56.952 | 7.6139 | 91.3668 | 36.8526 | 7.7579 | 62.0318
VA | INSIG | MUNICIPAL | Dojo Aikido | VAG406396 | 001 | 1.3795 | 37.95% | 0.00070038 | 0.00096619 | 18.6489 | 2.4932 | 14.959 | 39.9756 | 5.3443 | 32.066 | 9.6698 | 2.5982 | 2.0171 | 18.6489 | 2.4932 | 14.959 | 54.8758 | 7.3363 | 44.018 | 13.2741 | 3.5666 | 2.769 | 19.3545 | 2.5875 | 31.0499 | 56.952 | 7.6139 | 91.3668 | 13.7763 | 3.7016 | 5.7475
VA | INSIG | MUNICIPAL | Dome Hill Farm | VAG401175 | 001 | 1.0774 | 7.738% | 0.00070038 | 0.00075458 | 18.6489 | 2.4932 | 14.959 | 39.9756 | 5.3443 | 32.066 | 32.8329 | 1.8056 | 4.6525 | 18.6489 | 2.4932 | 14.959 | 42.8575 | 5.7296 | 34.3777 | 35.1999 | 1.9358 | 4.9879 | 24.7819 | 3.3131 | 39.7571 | 56.952 | 7.6139 | 91.3668 | 46.776 | 2.5724 | 13.2564
VA | INSIG | MUNICIPAL | Dome of Canaan Baptist Church | VAG403001 | 001 | 1.1155 | 11.55% | 0.00070038 | 0.00078126 | 18.6489 | 2.4932 | 14.959 | 39.9756 | 5.3443 | 32.066 | 37.1245 | 5.1253 | 9.7013 | 18.6489 | 2.4932 | 14.959 | 44.3725 | 5.9322 | 35.5929 | 41.2078 | 5.6891 | 10.7683 | 23.9358 | 3.2 | 38.3997 | 56.952 | 7.6139 | 91.3668 | 52.8901 | 7.3019 | 27.6423
VA | INSIG | MUNICIPAL | Dominion Campground Inc | VA0091014 | 001 | 1.3795 | 37.95% | 0.0042023 | 0.0057971 | 18.6489 | 2.4932 | 14.959 | 239.8536 | 32.066 | 192.396 | 53.5742 | 15.5891 | 12.1029 | 18.6489 | 2.4932 | 14.959 | 329.255 | 44.018 | 264.1083 | 73.5431 | 21.3997 | 16.614 | 19.3545 | 2.5875 | 31.0499 | 341.7118 | 45.6834 | 548.2008 | 76.3255 | 22.2093 | 34.4851
VA | INSIG | MUNICIPAL | Donahoe Yvonne Residence | VAG401634 | 001 | 1.0774 | 7.738% | 0.00070038 | 0.00075458 | 18.6489 | 2.4932 | 14.959 | 39.9756 | 5.3443 | 32.066 | 37.7297 | 3.8968 | 19.0003 | 18.6489 | 2.4932 | 14.959 | 42.8575 | 5.7296 | 34.3777 | 40.4497 | 4.1777 | 20.3701 | 24.7819 | 3.3131 | 39.7571 | 56.952 | 7.6139 | 91.3668 | 53.7523 | 5.5516 | 54.1384
VA | INSIG | MUNICIPAL | Donohoe, Daniel & Anne Residence | VAG401682 | 001 | 1.0326 | 3.261% | 0.00070038 | 0.00072322 | 18.6489 | 2.4932 | 14.959 | 39.9756 | 5.3443 | 32.066 | 16.8314 | 2.9798 | 6.5386 | 18.6489 | 2.4932 | 14.959 | 41.0765 | 5.4915 | 32.9491 | 17.2949 | 3.0618 | 6.7187 | 25.8564 | 3.4567 | 41.4809 | 56.952 | 7.6139 | 91.3668 | 23.9792 | 4.2452 | 18.6308
VA | INSIG | MUNICIPAL | Donovan, Daniel T. and Loretta B. Residence | VAG408373 | 001 | 1.0326 | 3.261% | 0.00070038 | 0.00072322 | 18.6489 | 2.4932 | 14.959 | 39.9756 | 5.3443 | 32.066 | 35.3562 | 4.0782 | 19.8851 | 18.6489 | 2.4932 | 14.959 | 41.0765 | 5.4915 | 32.9491 | 36.3299 | 4.1905 | 20.4328 | 25.8564 | 3.4567 | 41.4809 | 56.952 | 7.6139 | 91.3668 | 50.3709 | 5.81 | 56.6594
VA | INSIG | MUNICIPAL | Dooley Robert M Residence | VAG408239 | 001 | 0.9657 | -3.43% | 0.00070038 | 0.00067636 | 18.6489 | 2.4932 | 14.959 | 39.9756 | 5.3443 | 32.066 | 16.0013 | 3.6637 | 13.3951 | 18.6489 | 2.4932 | 14.959 | 38.415 | 5.1357 | 30.8141 | 15.3767 | 3.5206 | 12.8721 | 27.6479 | 3.6962 | 44.3549 | 56.952 | 7.6139 | 91.3668 | 22.7966 | 5.2195 | 38.1671
VA | INSIG | MUNICIPAL | Dorothy's Inn | VA0092550 | 001 | 1.0326 | 3.261% | 0.0042023 | 0.0043393 | 18.6489 | 2.4932 | 14.959 | 239.8536 | 32.066 | 192.396 | 238.0676 | 24.469 | 119.3108 | 18.6489 | 2.4932 | 14.959 | 246.459 | 32.9491 | 197.6944 | 244.6238 | 25.1429 | 122.5965 | 25.8564 | 3.4567 | 41.4809 | 341.7118 | 45.6834 | 548.2008 | 339.1673 | 34.8603 | 339.9566
VA | INSIG | MUNICIPAL | Douthat Road Mobile Home Park STP | VA0089001 | 001 | 0.91292 | -8.708% | 0.0077042 | 0.0070333 | 18.6489 | 2.4932 | 14.959 | 439.7316 | 58.7877 | 352.7259 | 227.5617 | 35.1493 | 152.454 | 18.6489 | 2.4932 | 14.959 | 399.4683 | 53.4048 | 320.4291 | 206.7254 | 31.9309 | 138.4947 | 29.2464 | 3.9099 | 46.9194 | 626.4717 | 83.7529 | 1005.0348 | 324.1999 | 50.0761 | 434.3926
VA | INSIG | MUNICIPAL | Dove - Residence | VAG406402 | 001 | 1.0763 | 7.634% | 0.00070038 | 0.00075385 | 18.6489 | 2.4932 | 14.959 | 39.9756 | 5.3443 | 32.066 | 19.6978 | 2.5082 | 7.4154 | 18.6489 | 2.4932 | 14.959 | 42.8161 | 5.7241 | 34.3445 | 21.0974 | 2.6864 | 7.9423 | 24.8059 | 3.3163 | 39.7956 | 56.952 | 7.6139 | 91.3668 | 28.0628 | 3.5733 | 21.1291
VA | INSIG | MUNICIPAL | Dowden Emmett B and Ruth E Residence | VAG408374 | 001 | 1.0774 | 7.738% | 0.00070038 | 0.00075458 | 18.6489 | 2.4932 | 14.959 | 39.9756 | 5.3443 | 32.066 | 34.9555 | 4.1073 | 20.3617 | 18.6489 | 2.4932 | 14.959 | 42.8575 | 5.7296 | 34.3777 | 37.4755 | 4.4034 | 21.8297 | 24.7819 | 3.3131 | 39.7571 | 56.952 | 7.6139 | 91.3668 | 49.8 | 5.8515 | 58.0175
VA | INSIG | MUNICIPAL | Dowell William M Residence | VAG408124 | 001 | 1.0674 | 6.737% | 0.00070038 | 0.00074757 | 18.6489 | 2.4932 | 14.959 | 39.9756 | 5.3443 | 32.066 | 27.7912 | 4.2525 | 17.2348 | 18.6489 | 2.4932 | 14.959 | 42.459 | 5.6763 | 34.058 | 29.5177 | 4.5167 | 18.3054 | 25.0145 | 3.3442 | 40.1303 | 56.952 | 7.6139 | 91.3668 | 39.5932 | 6.0584 | 49.1077
VA | INSIG | MUNICIPAL | Downard Mary J Residence | VAG401725 | 001 | 1.1137 | 11.37% | 0.00070038 | 0.00078004 | 18.6489 | 2.4932 | 14.959 | 39.9756 | 5.3443 | 32.066 | 27.6695 | 1.3776 | 2.3959 | 18.6489 | 2.4932 | 14.959 | 44.3037 | 5.923 | 35.5377 | 30.6652 | 1.5268 | 2.6553 | 23.973 | 3.2049 | 38.4593 | 56.952 | 7.6139 | 91.3668 | 39.4198 | 1.9627 | 6.8267
VA | INSIG | MUNICIPAL | Downard Mary Jane Residence | VAG401702 | 001 | 1.1137 | 11.37% | 0.00070038 | 0.00078004 | 18.6489 | 2.4932 | 14.959 | 39.9756 | 5.3443 | 32.066 | 27.6411 | 1.3776 | 2.3959 | 18.6489 | 2.4932 | 14.959 | 44.3037 | 5.923 | 35.5377 | 30.6338 | 1.5268 | 2.6553 | 23.973 | 3.2049 | 38.4593 | 56.952 | 7.6139 | 91.3668 | 39.3795 | 1.9627 | 6.8267
VA | INSIG | MUNICIPAL | Doziers Marine Center | VA0087629 | 001 | 1.0684 | 6.838% | 0.0059533 | 0.0063603 | 18.6489 | 2.4932 | 14.959 | 339.7926 | 45.4268 | 272.5609 | 327.2119 | 35.4539 | 102.5048 | 18.6489 | 2.4932 | 14.959 | 361.2444 | 48.2947 | 289.7683 | 347.8694 | 37.6922 | 108.9762 | 24.9908 | 3.341 | 40.0922 | 484.0918 | 64.7181 | 776.6178 | 466.1684 | 50.51 | 292.0707
VA | INSIG | MUNICIPAL | Drake, Raymond & Linda Residence | VAG401046 | 001 | 1.0326 | 3.261% | 0.00070038 | 0.00072322 | 18.6489 | 2.4932 | 14.959 | 39.9756 | 5.3443 | 32.066 | 37.6114 | 4.0782 | 19.8851 | 18.6489 | 2.4932 | 14.959 | 41.0765 | 5.4915 | 32.9491 | 38.6472 | 4.1905 | 20.4328 | 25.8564 | 3.4567 | 41.4809 | 56.952 | 7.6139 | 91.3668 | 53.5837 | 5.81 | 56.6594
VA | INSIG | MUNICIPAL | Drape Ann Residence | VAG401675 | 001 | 1.0326 | 3.261% | 0.00070038 | 0.00072322 | 18.6489 | 2.4932 | 14.959 | 39.9756 | 5.3443 | 32.066 | 30.5273 | 4.133 | 23.2747 | 18.6489 | 2.4932 | 14.959 | 41.0765 | 5.4915 | 32.9491 | 31.368 | 4.2468 | 23.9157 | 25.8564 | 3.4567 | 41.4809 | 56.952 | 7.6139 | 91.3668 | 43.4913 | 5.8882 | 66.3175
VA | INSIG | MUNICIPAL | Driver Hampton Residence | VAG401979 | 001 | 1.0478 | 4.78% | 0.00070038 | 0.00073386 | 18.6489 | 2.4932 | 14.959 | 39.9756 | 5.3443 | 32.066 | 15.9635 | 4.3104 | 23.5941 | 18.6489 | 2.4932 | 14.959 | 41.6808 | 5.5723 | 33.4338 | 16.6444 | 4.4943 | 24.6005 | 25.4816 | 3.4066 | 40.8796 | 56.952 | 7.6139 | 91.3668 | 22.7426 | 6.1409 | 67.2275
VA | INSIG | MUNICIPAL | Driver, Lynn & Juanita Residence | VAG401641 | 001 | 1.0674 | 6.737% | 0.00070038 | 0.00074757 | 18.6489 | 2.4932 | 14.959 | 39.9756 | 5.3443 | 32.066 | 23.5291 | 3.1938 | 11.9024 | 18.6489 | 2.4932 | 14.959 | 42.459 | 5.6763 | 34.058 | 24.9908 | 3.3923 | 12.6418 | 25.0145 | 3.3442 | 40.1303 | 56.952 | 7.6139 | 91.3668 | 33.5212 | 4.5502 | 33.9139
VA | INSIG | MUNICIPAL | Drumheller Cylina M Residence | VAG401199 | 001 | 1.0478 | 4.78% | 0.00070038 | 0.00073386 | 18.6489 | 2.4932 | 14.959 | 39.9756 | 5.3443 | 32.066 | 25.125 | 4.2033 | 18.6846 | 18.6489 | 2.4932 | 14.959 | 41.6808 | 5.5723 | 33.4338 | 26.1967 | 4.3826 | 19.4816 | 25.4816 | 3.4066 | 40.8796 | 56.952 | 7.6139 | 91.3668 | 35.7948 | 5.9883 | 53.2388
VA | INSIG | MUNICIPAL | Drummond, Dale W | VAG401618 | 001 | 1.0326 | 3.261% | 0.00070038 | 0.00072322 | 18.6489 | 2.4932 | 14.959 | 39.9756 | 5.3443 | 32.066 | 32.1898 | 3.7987 | 15.8735 | 18.6489 | 2.4932 | 14.959 | 41.0765 | 5.4915 | 32.9491 | 33.0763 | 3.9033 | 16.3106 | 25.8564 | 3.4567 | 41.4809 | 56.952 | 7.6139 | 91.3668 | 45.8598 | 5.4118 | 45.2289
VA | INSIG | MUNICIPAL | Drummond, Randy & Avis Residence | VAG401589 | 001 | 1.0326 | 3.261% | 0.00070038 | 0.00072322 | 18.6489 | 2.4932 | 14.959 | 39.9756 | 5.3443 | 32.066 | 17.1217 | 2.9798 | 6.5386 | 18.6489 | 2.4932 | 14.959 | 41.0765 | 5.4915 | 32.9491 | 17.5932 | 3.0618 | 6.7187 | 25.8564 | 3.4567 | 41.4809 | 56.952 | 7.6139 | 91.3668 | 24.3928 | 4.2452 | 18.6308
VA | INSIG | MUNICIPAL | Drummonds, Earl & Janet Residence | VAG401674 | 001 | 1.0326 | 3.261% | 0.00070038 | 0.00072322 | 18.6489 | 2.4932 | 14.959 | 39.9756 | 5.3443 | 32.066 | 39.6779 | 4.0782 | 19.8851 | 18.6489 | 2.4932 | 14.959 | 41.0765 | 5.4915 | 32.9491 | 40.7706 | 4.1905 | 20.4328 | 25.8564 | 3.4567 | 41.4809 | 56.952 | 7.6139 | 91.3668 | 56.5279 | 5.81 | 56.6594
VA | INSIG | MUNICIPAL | Drury William and Judith Residence | VAG408120 | 001 | 1.0674 | 6.737% | 0.00070038 | 0.00074757 | 18.6489 | 2.4932 | 14.959 | 39.9756 | 5.3443 | 32.066 | 23.5291 | 3.1938 | 11.9024 | 18.6489 | 2.4932 | 14.959 | 42.459 | 5.6763 | 34.058 | 24.9908 | 3.3923 | 12.6418 | 25.0145 | 3.3442 | 40.1303 | 56.952 | 7.6139 | 91.3668 | 33.5212 | 4.5502 | 33.9139
VA | INSIG | MUNICIPAL | Duncan Bryan & Melissa Residence | VAG401690 | 001 | 1.0774 | 7.738% | 0.00070038 | 0.00075458 | 18.6489 | 2.4932 | 14.959 | 39.9756 | 5.3443 | 32.066 | 35.4608 | 4.1073 | 20.3617 | 18.6489 | 2.4932 | 14.959 | 42.8575 | 5.7296 | 34.3777 | 38.0173 | 4.4034 | 21.8297 | 24.7819 | 3.3131 | 39.7571 | 56.952 | 7.6139 | 91.3668 | 50.5199 | 5.8515 | 58.0175
VA | INSIG | MUNICIPAL | Dunn, Charles E. Jr. Residence | VAG401546 | 001 | 1.1137 | 11.37% | 0.00070038 | 0.00078004 | 18.6489 | 2.4932 | 14.959 | 39.9756 | 5.3443 | 32.066 | 28.7959 | 4.0831 | 18.1167 | 18.6489 | 2.4932 | 14.959 | 44.3037 | 5.923 | 35.5377 | 31.9136 | 4.5252 | 20.0782 | 23.973 | 3.2049 | 38.4593 | 56.952 | 7.6139 | 91.3668 | 41.0246 | 5.8171 | 51.6207
VA | INSIG | MUNICIPAL | Dunning Mark Residence | VAG408344 | 001 | 1.084 | 8.401% | 0.00070038 | 0.00075922 | 18.6489 | 2.4932 | 14.959 | 39.9756 | 5.3443 | 32.066 | 15.4532 | 2.2787 | 5.1945 | 18.6489 | 2.4932 | 14.959 | 43.1211 | 5.7648 | 34.5891 | 16.6691 | 2.458 | 5.6032 | 24.6305 | 3.2928 | 39.5141 | 56.952 | 7.6139 | 91.3668 | 22.0157 | 3.2463 | 14.8009
VA | INSIG | MUNICIPAL | Dutoy Creek WWTP | VA0090727 | 001 | 1.0374 | 3.741% | 0.1751 | 0.18165 | 18.6489 | 2.4932 | 14.959 | 9993.9008 | 1336.083 | 8016.498 | 6170.6273 | 764.1395 | 2243.4688 | 18.6489 | 2.4932 | 14.959 | 10316.8007 | 1379.2514 | 8275.5086 | 6369.9984 | 788.8286 | 2315.9546 | 25.737 | 3.4408 | 41.2892 | 14237.993 | 1903.475 | 22841.7 | 8791.0967 | 1088.6453 | 6392.3974
VA | INSIG | MUNICIPAL | Duvall Clarence E Jr Residence | VAG408193 | 001 | 1.1137 | 11.37% | 0.00070038 | 0.00078004 | 18.6489 | 2.4932 | 14.959 | 39.9756 | 5.3443 | 32.066 | 24.7952 | 1.7413 | 3.9583 | 18.6489 | 2.4932 | 14.959 | 44.3037 | 5.923 | 35.5377 | 27.4798 | 1.9298 | 4.3868 | 23.973 | 3.2049 | 38.4593 | 56.952 | 7.6139 | 91.3668 | 35.3249 | 2.4808 | 11.2785
VA | INSIG | MUNICIPAL | Dykes Richard Residence | VAG406054 | 001 | 1.1098 | 10.98% | 0.00070038 | 0.0007773 | 18.6489 | 2.4932 | 14.959 | 39.9756 | 5.3443 | 32.066 | 18.4447 | 1.4562 | 3.0032 | 18.6489 | 2.4932 | 14.959 | 44.1477 | 5.9021 | 35.4126 | 20.3697 | 1.6082 | 3.3166 | 24.0577 | 3.2163 | 38.5952 | 56.952 | 7.6139 | 91.3668 | 26.2776 | 2.0746 | 8.5571
VA | INSIG | MUNICIPAL | Eagle Eyrie Baptist Conference Center Sewage Treat | VA0027553 | 001 | 1.068 | 6.801% | 0.027665 | 0.029547 | 18.6489 | 2.4932 | 14.959 | 1579.0363 | 211.1011 | 1266.6067 | 1033.3591 | 162.1727 | 417.9984 | 18.6489 | 2.4932 | 14.959 | 1678.1361 | 224.3497 | 1346.0985 | 1098.2123 | 172.3506 | 444.2318 | 24.9995 | 3.3422 | 40.1062 | 2249.6029 | 300.7491 | 3608.9886 | 1472.1938 | 231.0422 | 1191.0181
VA | INSIG | MUNICIPAL | Early Donna Residence | VAG403045 | 001 | 1.1137 | 11.37% | 0.00070038 | 0.00078004 | 18.6489 | 2.4932 | 14.959 | 39.9756 | 5.3443 | 32.066 | 26.7652 | 4.0831 | 18.1167 | 18.6489 | 2.4932 | 14.959 | 44.3037 | 5.923 | 35.5377 | 29.663 | 4.5252 | 20.0782 | 23.973 | 3.2049 | 38.4593 | 56.952 | 7.6139 | 91.3668 | 38.1315 | 5.8171 | 51.6207
VA | INSIG | MUNICIPAL | East End Farm | VAG406474 | 001 | 1.0763 | 7.634% | 0.00070038 | 0.00075385 | 18.6489 | 2.4932 | 14.959 | 39.9756 | 5.3443 | 32.066 | 6.4037 | 0.8155 | 0.97501 | 18.6489 | 2.4932 | 14.959 | 42.8161 | 5.7241 | 34.3445 | 6.8587 | 0.87344 | 1.0443 | 24.8059 | 3.3163 | 39.7956 | 56.952 | 7.6139 | 91.3668 | 9.1231 | 1.1618 | 2.7781
VA | INSIG | MUNICIPAL | East, John W Residence | VAG401359 | 001 | 1.0478 | 4.78% | 0.00070038 | 0.00073386 | 18.6489 | 2.4932 | 14.959 | 39.9756 | 5.3443 | 32.066 | 18.8479 | 4.3163 | 23.5138 | 18.6489 | 2.4932 | 14.959 | 41.6808 | 5.5723 | 33.4338 | 19.6518 | 4.5004 | 24.5168 | 25.4816 | 3.4066 | 40.8796 | 56.952 | 7.6139 | 91.3668 | 26.8519 | 6.1493 | 66.9986
VA | INSIG | MUNICIPAL | Eastern Clearing Incorporated | VAG406311 | 001 | 1.1396 | 13.96% | 0.00070038 | 0.00079815 | 18.6489 | 2.4932 | 14.959 | 39.9756 | 5.3443 | 32.066 | 30.728 | 4.8628 | 15.7932 | 18.6489 | 2.4932 | 14.959 | 45.3318 | 6.0604 | 36.3624 | 34.8452 | 5.5143 | 17.9093 | 23.4293 | 3.1323 | 37.5871 | 56.952 | 7.6139 | 91.3668 | 43.7772 | 6.9278 | 45.0002
VA | INSIG | MUNICIPAL | Eaton C W Residence | VAG408065 | 001 | 1.0674 | 6.737% | 0.00070038 | 0.00074757 | 18.6489 | 2.4932 | 14.959 | 39.9756 | 5.3443 | 32.066 | 28.45 | 4.3524 | 24.9865 | 18.6489 | 2.4932 | 14.959 | 42.459 | 5.6763 | 34.058 | 30.2174 | 4.6228 | 26.5387 | 25.0145 | 3.3442 | 40.1303 | 56.952 | 7.6139 | 91.3668 | 40.5319 | 6.2007 | 71.1949
VA | INSIG | MUNICIPAL | Eckard Russell & Joyce Residence | VAG401926 | 001 | 1.0259 | 2.592% | 0.00070038 | 0.00071853 | 18.6489 | 2.4932 | 14.959 | 39.9756 | 5.3443 | 32.066 | 16.2403 | 3.6761 | 22.0931 | 18.6489 | 2.4932 | 14.959 | 40.8102 | 5.4559 | 32.7354 | 16.5793 | 3.7528 | 22.5543 | 26.0252 | 3.4793 | 41.7516 | 56.952 | 7.6139 | 91.3668 | 23.137 | 5.2372 | 62.9506
VA | INSIG | MUNICIPAL | Eckmann Harold A Residence | VAG404126 | 001 | 1.0726 | 7.264% | 0.00070038 | 0.00075126 | 18.6489 | 2.4932 | 14.959 | 39.9756 | 5.3443 | 32.066 | 12.66 | 1.6446 | 2.4167 | 18.6489 | 2.4932 | 14.959 | 42.6689 | 5.7044 | 34.2264 | 13.5129 | 1.7554 | 2.5796 | 24.8915 | 3.3277 | 39.9328 | 56.952 | 7.6139 | 91.3668 | 18.0362 | 2.343 | 6.8861
VA | INSIG | MUNICIPAL | Edelberg Zachary Residence | VAG406443 | 001 | 1.0417 | 4.168% | 0.00070038 | 0.00072958 | 18.6489 | 2.4932 | 14.959 | 39.9756 | 5.3443 | 32.066 | 6.9531 | 0.92912 | 1.5047 | 18.6489 | 2.4932 | 14.959 | 41.4372 | 5.5397 | 33.2384 | 7.2073 | 0.96309 | 1.5597 | 25.6314 | 3.4267 | 41.1198 | 56.952 | 7.6139 | 91.3668 | 9.9059 | 1.3237 | 4.2874
VA | INSIG | MUNICIPAL | Edinburg STP | VA0020508 | 001 | 1.0326 | 3.261% | 0.12257 | 0.12656 | 18.6489 | 2.4932 | 14.959 | 6995.7306 | 935.2581 | 5611.5486 | 6873.8961 | 713.6806 | 3479.8981 | 18.6489 | 2.4932 | 14.959 | 7188.3875 | 961.0144 | 5766.0862 | 7063.1978 | 733.3348 | 3575.7318 | 25.8564 | 3.4567 | 41.4809 | 9966.5951 | 1332.4325 | 15989.19 | 9793.0214 | 1016.7581 | 9915.4006
VA | INSIG | MUNICIPAL | Edwards Michael D and Sabrina C Residence | VAG404213 | 001 | 1.0982 | 9.823% | 0.00070038 | 0.00076918 | 18.6489 | 2.4932 | 14.959 | 39.9756 | 5.3443 | 32.066 | 18.6066 | 1.0279 | 1.2447 | 18.6489 | 2.4932 | 14.959 | 43.6869 | 5.8405 | 35.043 | 20.334 | 1.1234 | 1.3603 | 24.3115 | 3.2502 | 39.0023 | 56.952 | 7.6139 | 91.3668 | 26.5082 | 1.4645 | 3.5467
VA | INSIG | MUNICIPAL | Edwards, Lee Thomas Residence | VAG401535 | 001 | 1.0326 | 3.261% | 0.00070038 | 0.00072322 | 18.6489 | 2.4932 | 14.959 | 39.9756 | 5.3443 | 32.066 | 34.8731 | 4.0782 | 19.8851 | 18.6489 | 2.4932 | 14.959 | 41.0765 | 5.4915 | 32.9491 | 35.8335 | 4.1905 | 20.4328 | 25.8564 | 3.4567 | 41.4809 | 56.952 | 7.6139 | 91.3668 | 49.6826 | 5.81 | 56.6594
VA | INSIG | MUNICIPAL | Ehart Subdivision STP | VA0080781 | 001 | 1.0417 | 4.168% | 0.049027 | 0.05107 | 0 | 0 | 14.959 | 0 | 0 | 2244.6194 | 0 | 0 | 650.4303 | 0 | 0 | 14.959 | 0 | 0 | 2326.6889 | 0 | 0 | 674.2119 | 0 | 0 | 41.1198 | 0 | 0 | 6395.676 | 0 | 0 | 1853.2948
VA | INSIG | MUNICIPAL | Eiskant Edward E Residence | VAG406127 | 001 | 1.3094 | 30.94% | 0.00070038 | 0.00091707 | 18.6489 | 2.4932 | 14.959 | 39.9756 | 5.3443 | 32.066 | 39.9756 | 5.3443 | 32.066 | 18.6489 | 2.4932 | 14.959 | 52.0862 | 6.9634 | 41.7804 | 52.0862 | 6.9634 | 41.7804 | 20.391 | 2.7261 | 32.7129 | 56.952 | 7.6139 | 91.3668 | 56.952 | 7.6139 | 91.3668
VA | INSIG | MUNICIPAL | Elk Hill Farm WWTP | VA0062731 | 001 | 1.0794 | 7.936% | 0.0087548 | 0.0094496 | 18.6489 | 2.4932 | 14.959 | 499.695 | 66.8042 | 400.8249 | 334.9743 | 33.8021 | 82.2319 | 18.6489 | 2.4932 | 14.959 | 536.703 | 71.7517 | 430.5104 | 359.7828 | 36.3055 | 88.3221 | 24.7365 | 3.307 | 39.6842 | 711.8996 | 95.1737 | 1142.085 | 477.2272 | 48.1567 | 234.3064
VA | INSIG | MUNICIPAL | Elkins Jerry E Residence | VAG401443 | 001 | 1.0478 | 4.78% | 0.00070038 | 0.00073386 | 18.6489 | 2.4932 | 14.959 | 39.9756 | 5.3443 | 32.066 | 15.9635 | 4.3104 | 23.5941 | 18.6489 | 2.4932 | 14.959 | 41.6808 | 5.5723 | 33.4338 | 16.6444 | 4.4943 | 24.6005 | 25.4816 | 3.4066 | 40.8796 | 56.952 | 7.6139 | 91.3668 | 22.7426 | 6.1409 | 67.2275
VA | INSIG | MUNICIPAL | ELKTON STP | VA0026433 | 001 | 1.0674 | 6.737% | 0.28015 | 0.29903 | 18.6489 | 2.4932 | 14.959 | 15990.2413 | 2137.7328 | 12826.3968 | 12406.1896 | 1701.0091 | 6893.907 | 18.6489 | 2.4932 | 14.959 | 16983.5968 | 2270.5343 | 13623.206 | 13176.8944 | 1806.6803 | 7322.1745 | 25.0145 | 3.3442 | 40.1303 | 22780.7888 | 3045.56 | 36546.72 | 17674.7041 | 2423.3737 | 19643.0606
VA | INSIG | MUNICIPAL | Elliott David A Residence | VAG406053 | 001 | 1.083 | 8.299% | 0.00070038 | 0.00075851 | 18.6489 | 2.4932 | 14.959 | 39.9756 | 5.3443 | 32.066 | 23.132 | 2.9328 | 4.4319 | 18.6489 | 2.4932 | 14.959 | 43.0804 | 5.7594 | 34.5564 | 24.9286 | 3.1605 | 4.7761 | 24.6537 | 3.296 | 39.5515 | 56.952 | 7.6139 | 91.3668 | 32.9554 | 4.1782 | 12.6279
VA | INSIG | MUNICIPAL | Elliott Messick Residence | VAG408169 | 001 | 1.1137 | 11.37% | 0.00070038 | 0.00078004 | 18.6489 | 2.4932 | 14.959 | 39.9756 | 5.3443 | 32.066 | 14.785 | 1.8877 | 6.843 | 18.6489 | 2.4932 | 14.959 | 44.3037 | 5.923 | 35.5377 | 16.3857 | 2.092 | 7.5839 | 23.973 | 3.2049 | 38.4593 | 56.952 | 7.6139 | 91.3668 | 21.0637 | 2.6893 | 19.498
VA | INSIG | MUNICIPAL | Ellsworth Petronzio Residence | VAG406490 | 001 | 1.1396 | 13.96% | 0.00070038 | 0.00079815 | 18.6489 | 2.4932 | 14.959 | 39.9756 | 5.3443 | 32.066 | 21.9217 | 4.8419 | 17.2168 | 18.6489 | 2.4932 | 14.959 | 45.3318 | 6.0604 | 36.3624 | 24.859 | 5.4906 | 19.5237 | 23.4293 | 3.1323 | 37.5871 | 56.952 | 7.6139 | 91.3668 | 31.2312 | 6.8981 | 49.0565
VA | INSIG | MUNICIPAL | Elmore Stephen Residence | VAG406472 | 001 | 1.083 | 8.299% | 0.00070038 | 0.00075851 | 18.6489 | 2.4932 | 14.959 | 39.9756 | 5.3443 | 32.066 | 18.7386 | 2.9328 | 4.4319 | 18.6489 | 2.4932 | 14.959 | 43.0804 | 5.7594 | 34.5564 | 20.194 | 3.1605 | 4.7761 | 24.6537 | 3.296 | 39.5515 | 56.952 | 7.6139 | 91.3668 | 26.6963 | 4.1782 | 12.6279
VA | INSIG | MUNICIPAL | Elysian Heights STP | VA0092380 | 001 | 1.147 | 14.7% | 0.084046 | 0.096405 | 18.6489 | 2.4932 | 14.959 | 4797.0724 | 641.3198 | 3847.919 | 4110.8158 | 384.5985 | 1152.3732 | 18.6489 | 2.4932 | 14.959 | 5475.4384 | 732.0105 | 4392.0629 | 4692.1365 | 438.9855 | 1315.3332 | 23.2769 | 3.1119 | 37.3426 | 6834.2366 | 913.668 | 10964.016 | 5856.5486 | 547.9252 | 3283.499
VA | INSIG | MUNICIPAL | EMC Construction Residence | VAG408010 | 001 | 1.0674 | 6.737% | 0.00070038 | 0.00074757 | 18.6489 | 2.4932 | 14.959 | 39.9756 | 5.3443 | 32.066 | 27.2385 | 4.2525 | 17.2348 | 18.6489 | 2.4932 | 14.959 | 42.459 | 5.6763 | 34.058 | 28.9306 | 4.5167 | 18.3054 | 25.0145 | 3.3442 | 40.1303 | 56.952 | 7.6139 | 91.3668 | 38.8058 | 6.0584 | 49.1077
VA | INSIG | MUNICIPAL | Emerald Hill Elementary School | VA0089354 | 001 | 1.1098 | 10.98% | 0.0070038 | 0.007773 | 18.6489 | 2.4932 | 14.959 | 399.756 | 53.4433 | 320.6599 | 279.8159 | 48.8364 | 221.1303 | 18.6489 | 2.4932 | 14.959 | 441.4771 | 59.021 | 354.126 | 309.0192 | 53.9333 | 244.2088 | 24.0577 | 3.2163 | 38.5952 | 569.5197 | 76.139 | 913.668 | 398.6448 | 69.5757 | 630.0745
VA | INSIG | MUNICIPAL | Emswiler, B. Franklin & Luella Residence # 1 | VAG401747 | 001 | 1.0674 | 6.737% | 0.00070038 | 0.00074757 | 18.6489 | 2.4932 | 14.959 | 39.9756 | 5.3443 | 32.066 | 28.45 | 4.3524 | 24.9865 | 18.6489 | 2.4932 | 14.959 | 42.459 | 5.6763 | 34.058 | 30.2174 | 4.6228 | 26.5387 | 25.0145 | 3.3442 | 40.1303 | 56.952 | 7.6139 | 91.3668 | 40.5319 | 6.2007 | 71.1949
VA | INSIG | MUNICIPAL | Emswiler, B. Franklin & Luella Residence # 2 | VAG401748 | 001 | 1.0674 | 6.737% | 0.00070038 | 0.00074757 | 18.6489 | 2.4932 | 14.959 | 39.9756 | 5.3443 | 32.066 | 29.2365 | 4.3524 | 24.9865 | 18.6489 | 2.4932 | 14.959 | 42.459 | 5.6763 | 34.058 | 31.0527 | 4.6228 | 26.5387 | 25.0145 | 3.3442 | 40.1303 | 56.952 | 7.6139 | 91.3668 | 41.6523 | 6.2007 | 71.1949
VA | INSIG | MUNICIPAL | Emswiler, B. Franklin & Luella Residence # 3 | VAG401749 | 001 | 1.0674 | 6.737% | 0.00070038 | 0.00074757 | 18.6489 | 2.4932 | 14.959 | 39.9756 | 5.3443 | 32.066 | 29.2365 | 4.3524 | 24.9865 | 18.6489 | 2.4932 | 14.959 | 42.459 | 5.6763 | 34.058 | 31.0527 | 4.6228 | 26.5387 | 25.0145 | 3.3442 | 40.1303 | 56.952 | 7.6139 | 91.3668 | 41.6523 | 6.2007 | 71.1949
VA | INSIG | MUNICIPAL | Emswiler, B. Franklin & Luella Residence # 4 | VAG401750 | 001 | 1.0674 | 6.737% | 0.00070038 | 0.00074757 | 18.6489 | 2.4932 | 14.959 | 39.9756 | 5.3443 | 32.066 | 29.2365 | 4.3524 | 24.9865 | 18.6489 | 2.4932 | 14.959 | 42.459 | 5.6763 | 34.058 | 31.0527 | 4.6228 | 26.5387 | 25.0145 | 3.3442 | 40.1303 | 56.952 | 7.6139 | 91.3668 | 41.6523 | 6.2007 | 71.1949
VA | INSIG | MUNICIPAL | Emswiler, B. Franklin & Luella Residence # 5 | VAG401751 | 001 | 1.0674 | 6.737% | 0.00070038 | 0.00074757 | 18.6489 | 2.4932 | 14.959 | 39.9756 | 5.3443 | 32.066 | 29.2365 | 4.3524 | 24.9865 | 18.6489 | 2.4932 | 14.959 | 42.459 | 5.6763 | 34.058 | 31.0527 | 4.6228 | 26.5387 | 25.0145 | 3.3442 | 40.1303 | 56.952 | 7.6139 | 91.3668 | 41.6523 | 6.2007 | 71.1949
VA | INSIG | MUNICIPAL | Emswiler, B. Franklin & Luella Residence # 6 | VAG401770 | 001 | 1.0674 | 6.737% | 0.00070038 | 0.00074757 | 18.6489 | 2.4932 | 14.959 | 39.9756 | 5.3443 | 32.066 | 29.2365 | 4.3524 | 24.9865 | 18.6489 | 2.4932 | 14.959 | 42.459 | 5.6763 | 34.058 | 31.0527 | 4.6228 | 26.5387 | 25.0145 | 3.3442 | 40.1303 | 56.952 | 7.6139 | 91.3668 | 41.6523 | 6.2007 | 71.1949
VA | INSIG | MUNICIPAL | Endless Caverns Inc | VA0071846 | 001 | 1.0674 | 6.737% | 0.027315 | 0.029155 | 18.6489 | 2.4932 | 14.959 | 1559.0485 | 208.4289 | 1250.5737 | 984.5921 | 165.4655 | 941.094 | 18.6489 | 2.4932 | 14.959 | 1655.9007 | 221.3771 | 1328.2626 | 1045.7576 | 175.7446 | 999.5572 | 25.0145 | 3.3442 | 40.1303 | 2221.1269 | 296.9421 | 3563.3052 | 1402.7171 | 235.7334 | 2681.4934
VA | INSIG | MUNICIPAL | Engel Peter Residence | VAG408240 | 001 | 1.0326 | 3.261% | 0.00070038 | 0.00072322 | 18.6489 | 2.4932 | 14.959 | 39.9756 | 5.3443 | 32.066 | 32.1055 | 4.0782 | 19.8851 | 18.6489 | 2.4932 | 14.959 | 41.0765 | 5.4915 | 32.9491 | 32.9897 | 4.1905 | 20.4328 | 25.8564 | 3.4567 | 41.4809 | 56.952 | 7.6139 | 91.3668 | 45.7397 | 5.81 | 56.6594
VA | INSIG | MUNICIPAL | Epard, Sabrina Residence | VAG401437 | 001 | 1.0326 | 3.261% | 0.00070038 | 0.00072322 | 18.6489 | 2.4932 | 14.959 | 39.9756 | 5.3443 | 32.066 | 37.6114 | 4.0782 | 19.8851 | 18.6489 | 2.4932 | 14.959 | 41.0765 | 5.4915 | 32.9491 | 38.6472 | 4.1905 | 20.4328 | 25.8564 | 3.4567 | 41.4809 | 56.952 | 7.6139 | 91.3668 | 53.5837 | 5.81 | 56.6594
VA | INSIG | MUNICIPAL | Estep Carter Residence | VAG408061 | 001 | 1.0674 | 6.737% | 0.00070038 | 0.00074757 | 18.6489 | 2.4932 | 14.959 | 39.9756 | 5.3443 | 32.066 | 22.0292 | 3.1938 | 11.9024 | 18.6489 | 2.4932 | 14.959 | 42.459 | 5.6763 | 34.058 | 23.3977 | 3.3923 | 12.6418 | 25.0145 | 3.3442 | 40.1303 | 56.952 | 7.6139 | 91.3668 | 31.3843 | 4.5502 | 33.9139
VA | INSIG | MUNICIPAL | Evans David Residence | VAG401451 | 001 | 1.0326 | 3.261% | 0.00070038 | 0.00072322 | 18.6489 | 2.4932 | 14.959 | 39.9756 | 5.3443 | 32.066 | 27.5378 | 4.0782 | 19.8851 | 18.6489 | 2.4932 | 14.959 | 41.0765 | 5.4915 | 32.9491 | 28.2961 | 4.1905 | 20.4328 | 25.8564 | 3.4567 | 41.4809 | 56.952 | 7.6139 | 91.3668 | 39.2322 | 5.81 | 56.6594
VA | INSIG | MUNICIPAL | Evans, Jeffrey & Beverley Residence | VAG401561 | 001 | 1.0674 | 6.737% | 0.00070038 | 0.00074757 | 18.6489 | 2.4932 | 14.959 | 39.9756 | 5.3443 | 32.066 | 29.2365 | 4.3524 | 24.9865 | 18.6489 | 2.4932 | 14.959 | 42.459 | 5.6763 | 34.058 | 31.0527 | 4.6228 | 26.5387 | 25.0145 | 3.3442 | 40.1303 | 56.952 | 7.6139 | 91.3668 | 41.6523 | 6.2007 | 71.1949
VA | INSIG | MUNICIPAL | Everett Charles F and Paula H Residence | VAG408188 | 001 | 1.0326 | 3.261% | 0.00070038 | 0.00072322 | 18.6489 | 2.4932 | 14.959 | 39.9756 | 5.3443 | 32.066 | 32.9787 | 4.0782 | 19.8851 | 18.6489 | 2.4932 | 14.959 | 41.0765 | 5.4915 | 32.9491 | 33.8869 | 4.1905 | 20.4328 | 25.8564 | 3.4567 | 41.4809 | 56.952 | 7.6139 | 91.3668 | 46.9837 | 5.81 | 56.6594
VA | INSIG | MUNICIPAL | Evergreen Center - Residence | VAG406209 | 001 | 1.083 | 8.299% | 0.00070038 | 0.00075851 | 18.6489 | 2.4932 | 14.959 | 39.9756 | 5.3443 | 32.066 | 21.8129 | 2.8315 | 3.7356 | 18.6489 | 2.4932 | 14.959 | 43.0804 | 5.7594 | 34.5564 | 23.507 | 3.0515 | 4.0257 | 24.6537 | 3.296 | 39.5515 | 56.952 | 7.6139 | 91.3668 | 31.0761 | 4.034 | 10.6439
VA | INSIG | MUNICIPAL | Evergreen Country Club | VA0087891 | 001 | 1.083 | 8.299% | 0.0052529 | 0.0056888 | 18.6489 | 2.4932 | 14.959 | 299.817 | 40.0825 | 240.4949 | 147.433 | 12.4838 | 10.0947 | 18.6489 | 2.4932 | 14.959 | 323.1027 | 43.1955 | 259.1733 | 158.8835 | 13.4534 | 10.8787 | 24.6537 | 3.296 | 39.5515 | 427.1398 | 57.1043 | 685.251 | 210.0431 | 17.7853 | 28.7631
VA | INSIG | MUNICIPAL | Evergreen Mobile Home Park | VA0062031 | 001 | 1.0695 | 6.951% | 0.010506 | 0.011236 | 18.6489 | 2.4932 | 14.959 | 599.6341 | 80.165 | 480.9899 | 365.8654 | 43.6277 | 253.5849 | 18.6489 | 2.4932 | 14.959 | 638.1644 | 85.3161 | 511.8966 | 389.3747 | 46.4311 | 269.8793 | 24.9644 | 3.3375 | 40.0498 | 854.2796 | 114.2085 | 1370.502 | 521.2369 | 62.155 | 722.5486
VA | INSIG | MUNICIPAL | Evergreen Volunteer Fire Department and Rescue Squ | VAG406240 | 001 | 1.083 | 8.299% | 0.00070038 | 0.00075851 | 18.6489 | 2.4932 | 14.959 | 39.9756 | 5.3443 | 32.066 | 21.8129 | 2.8315 | 3.7356 | 18.6489 | 2.4932 | 14.959 | 43.0804 | 5.7594 | 34.5564 | 23.507 | 3.0515 | 4.0257 | 24.6537 | 3.296 | 39.5515 | 56.952 | 7.6139 | 91.3668 | 31.0761 | 4.034 | 10.6439
VA | INSIG | MUNICIPAL | Everson Jones Sandra Residence | VAG407291 | 001 | 1.0094 | 0.9385% | 0.00070038 | 0.00070696 | 18.6489 | 2.4932 | 14.959 | 39.9756 | 5.3443 | 32.066 | 23.2896 | 2.818 | 7.1728 | 18.6489 | 2.4932 | 14.959 | 40.1526 | 5.368 | 32.208 | 23.3927 | 2.8305 | 7.2045 | 26.4514 | 3.5363 | 42.4354 | 56.952 | 7.6139 | 91.3668 | 33.1799 | 4.0147 | 20.4377
VA | INSIG | MUNICIPAL | Fadeley Brandon Residence | VAG408217 | 001 | 1.0674 | 6.737% | 0.00070038 | 0.00074757 | 18.6489 | 2.4932 | 14.959 | 39.9756 | 5.3443 | 32.066 | 34.943 | 4.3524 | 24.9865 | 18.6489 | 2.4932 | 14.959 | 42.459 | 5.6763 | 34.058 | 37.1137 | 4.6228 | 26.5387 | 25.0145 | 3.3442 | 40.1303 | 56.952 | 7.6139 | 91.3668 | 49.7821 | 6.2007 | 71.1949
VA | INSIG | MUNICIPAL | Fager David M Residence | VAG408154 | 001 | 1.0674 | 6.737% | 0.00070038 | 0.00074757 | 18.6489 | 2.4932 | 14.959 | 39.9756 | 5.3443 | 32.066 | 19.0551 | 4.1451 | 20.8048 | 18.6489 | 2.4932 | 14.959 | 42.459 | 5.6763 | 34.058 | 20.2389 | 4.4026 | 22.0972 | 25.0145 | 3.3442 | 40.1303 | 56.952 | 7.6139 | 91.3668 | 27.1472 | 5.9054 | 59.2797
VA | INSIG | MUNICIPAL | Fairfield Supermarket | VAG401858 | 001 | 0.99879 | -0.1206% | 0.00070038 | 0.00069954 | 18.6489 | 2.4932 | 14.959 | 39.9756 | 5.3443 | 32.066 | 17.1795 | 3.7083 | 15.9068 | 18.6489 | 2.4932 | 14.959 | 39.7313 | 5.3117 | 31.87 | 17.0745 | 3.6856 | 15.8096 | 26.7319 | 3.5738 | 42.8854 | 56.952 | 7.6139 | 91.3668 | 24.475 | 5.2831 | 45.3239
VA | INSIG | MUNICIPAL | Fairfield Volunteer Rescue Squad | VAG408088 | 001 | 0.99879 | -0.1206% | 0.00070038 | 0.00069954 | 18.6489 | 2.4932 | 14.959 | 39.9756 | 5.3443 | 32.066 | 17.1795 | 3.7083 | 15.9068 | 18.6489 | 2.4932 | 14.959 | 39.7313 | 5.3117 | 31.87 | 17.0745 | 3.6856 | 15.8096 | 26.7319 | 3.5738 | 42.8854 | 56.952 | 7.6139 | 91.3668 | 24.475 | 5.2831 | 45.3239
VA | INSIG | MUNICIPAL | Fairgrieve Richard W and Charlotte M Residence | VAG404241 | 001 | 1.0486 | 4.856% | 0.00070038 | 0.00073439 | 18.6489 | 2.4932 | 14.959 | 39.9756 | 5.3443 | 32.066 | 19.423 | 1.7039 | 3.2946 | 18.6489 | 2.4932 | 14.959 | 41.7108 | 5.5763 | 33.4578 | 20.2661 | 1.7779 | 3.4376 | 25.4633 | 3.4042 | 40.8502 | 56.952 | 7.6139 | 91.3668 | 27.6713 | 2.4275 | 9.3875
VA | INSIG | MUNICIPAL | Faith Baptist Church Parsonage | VAG408203 | 001 | 1.0674 | 6.737% | 0.00070038 | 0.00074757 | 18.6489 | 2.4932 | 14.959 | 39.9756 | 5.3443 | 32.066 | 32.3984 | 4.3524 | 24.9865 | 18.6489 | 2.4932 | 14.959 | 42.459 | 5.6763 | 34.058 | 34.4111 | 4.6228 | 26.5387 | 25.0145 | 3.3442 | 40.1303 | 56.952 | 7.6139 | 91.3668 | 46.157 | 6.2007 | 71.1949
VA | INSIG | MUNICIPAL | Farr James Residence | VAG406111 | 001 | 1.0658 | 6.585% | 0.00070038 | 0.0007465 | 18.6489 | 2.4932 | 14.959 | 39.9756 | 5.3443 | 32.066 | 23.7967 | 2.738 | 4.3654 | 18.6489 | 2.4932 | 14.959 | 42.3986 | 5.6683 | 34.0096 | 25.2391 | 2.904 | 4.63 | 25.0502 | 3.349 | 40.1874 | 56.952 | 7.6139 | 91.3668 | 33.9024 | 3.9008 | 12.4385
VA | INSIG | MUNICIPAL | Farrell Richard Residence | VAG408284 | 001 | 1.0674 | 6.737% | 0.00070038 | 0.00074757 | 18.6489 | 2.4932 | 14.959 | 39.9756 | 5.3443 | 32.066 | 26.8671 | 4.4732 | 27.0863 | 18.6489 | 2.4932 | 14.959 | 42.459 | 5.6763 | 34.058 | 28.5362 | 4.7511 | 28.7689 | 25.0145 | 3.3442 | 40.1303 | 56.952 | 7.6139 | 91.3668 | 38.2768 | 6.3728 | 77.1779
VA | INSIG | MUNICIPAL | Fauquier Habitat for Humanity - Yates Residence | VAG406334 | 001 | 1.1396 | 13.96% | 0.00070038 | 0.00079815 | 18.6489 | 2.4932 | 14.959 | 39.9756 | 5.3443 | 32.066 | 19.4698 | 4.8419 | 17.2168 | 18.6489 | 2.4932 | 14.959 | 45.3318 | 6.0604 | 36.3624 | 22.0785 | 5.4906 | 19.5237 | 23.4293 | 3.1323 | 37.5871 | 56.952 | 7.6139 | 91.3668 | 27.738 | 6.8981 | 49.0565
VA | INSIG | MUNICIPAL | Fauquier Springs Country Club STP | VA0077411 | 001 | 1.1098 | 10.98% | 0.014008 | 0.015546 | 18.6489 | 2.4932 | 14.959 | 799.5121 | 106.8866 | 641.3198 | 480.0593 | 101.7802 | 504.3789 | 18.6489 | 2.4932 | 14.959 | 882.9541 | 118.042 | 708.252 | 530.1613 | 112.4027 | 557.019 | 24.0577 | 3.2163 | 38.5952 | 1139.0394 | 152.278 | 1827.336 | 683.9253 | 145.0031 | 1437.1451
VA | INSIG | MUNICIPAL | Fellowship Deliverance Church | VAG403008 | 001 | 1.1155 | 11.55% | 0.00070038 | 0.00078126 | 18.6489 | 2.4932 | 14.959 | 39.9756 | 5.3443 | 32.066 | 37.1245 | 5.1253 | 9.7013 | 18.6489 | 2.4932 | 14.959 | 44.3725 | 5.9322 | 35.5929 | 41.2078 | 5.6891 | 10.7683 | 23.9358 | 3.2 | 38.3997 | 56.952 | 7.6139 | 91.3668 | 52.8901 | 7.3019 | 27.6423
VA | INSIG | MUNICIPAL | Fellowship United Methodist Church | VAG408129 | 001 | 1.0674 | 6.737% | 0.00070038 | 0.00074757 | 18.6489 | 2.4932 | 14.959 | 39.9756 | 5.3443 | 32.066 | 21.1253 | 4.3524 | 24.9865 | 18.6489 | 2.4932 | 14.959 | 42.459 | 5.6763 | 34.058 | 22.4377 | 4.6228 | 26.5387 | 25.0145 | 3.3442 | 40.1303 | 56.952 | 7.6139 | 91.3668 | 30.0965 | 6.2007 | 71.1949
VA | INSIG | MUNICIPAL | Ferguson James F Residence | VAG406139 | 001 | 1.147 | 14.7% | 0.00070038 | 0.00080337 | 18.6489 | 2.4932 | 14.959 | 39.9756 | 5.3443 | 32.066 | 26.3379 | 3.3928 | 14.4085 | 18.6489 | 2.4932 | 14.959 | 45.6287 | 6.1001 | 36.6005 | 30.0624 | 3.8726 | 16.446 | 23.2769 | 3.1119 | 37.3426 | 56.952 | 7.6139 | 91.3668 | 37.5228 | 4.8336 | 41.0546
VA | INSIG | MUNICIPAL | Ferguson STP | VA0062529 | 001 | 1.1098 | 10.98% | 0.001751 | 0.0019432 | 18.6489 | 2.4932 | 14.959 | 99.939 | 13.3608 | 80.165 | 63.2469 | 13.2081 | 57.4715 | 18.6489 | 2.4932 | 14.959 | 110.3693 | 14.7552 | 88.5315 | 69.8478 | 14.5865 | 63.4696 | 24.0577 | 3.2163 | 38.5952 | 142.3799 | 19.0347 | 228.417 | 90.1059 | 18.8171 | 163.7557
VA | INSIG | MUNICIPAL | Fife Edward Multiple Residence | VAG401765 | 001 | 1.1137 | 11.37% | 0.00070038 | 0.00078004 | 18.6489 | 2.4932 | 14.959 | 39.9756 | 5.3443 | 32.066 | 28.2621 | 3.6122 | 15.795 | 18.6489 | 2.4932 | 14.959 | 44.3037 | 5.923 | 35.5377 | 31.322 | 4.0033 | 17.5051 | 23.973 | 3.2049 | 38.4593 | 56.952 | 7.6139 | 91.3668 | 40.2641 | 5.1462 | 45.0053
VA | INSIG | MUNICIPAL | Fighting Creek WWTF | VA0089206 | 001 | 1.0363 | 3.628% | 0.070038 | 0.072579 | 18.6489 | 2.4932 | 14.959 | 3997.5603 | 534.4332 | 3206.5992 | 1819.869 | 159.3488 | 269.6673 | 18.6489 | 2.4932 | 14.959 | 4122.2299 | 551.1003 | 3306.6015 | 1876.6241 | 164.3183 | 278.0773 | 25.765 | 3.4445 | 41.3342 | 5695.1972 | 761.39 | 9136.68 | 2592.7095 | 227.0192 | 768.3729
VA | INSIG | MUNICIPAL | Fincastle Town - Regional Sewage Treatment Plant | VA0060364 | 001 | 1.0413 | 4.13% | 0.13132 | 0.13675 | 12.4658 | 1.6954 | 14.959 | 5010.3112 | 681.4023 | 6012.3735 | 2475.1523 | 451.9448 | 2222.6307 | 12.4658 | 1.6954 | 14.959 | 5191.6272 | 706.0613 | 6229.9526 | 2564.7244 | 468.3001 | 2303.0645 | 17.1394 | 2.331 | 41.1347 | 7138.0312 | 970.7722 | 17131.275 | 3526.2708 | 643.8715 | 6333.0226
VA | INSIG | MUNICIPAL | Fink Bonnie Residence | VAG408297 | 001 | 1.0674 | 6.737% | 0.00070038 | 0.00074757 | 18.6489 | 2.4932 | 14.959 | 39.9756 | 5.3443 | 32.066 | 22.3513 | 4.3524 | 24.9865 | 18.6489 | 2.4932 | 14.959 | 42.459 | 5.6763 | 34.058 | 23.7399 | 4.6228 | 26.5387 | 25.0145 | 3.3442 | 40.1303 | 56.952 | 7.6139 | 91.3668 | 31.8432 | 6.2007 | 71.1949
VA | INSIG | MUNICIPAL | Finnerty/McGinnis Property | VAG401686 | 001 | 1.0326 | 3.261% | 0.00070038 | 0.00072322 | 18.6489 | 2.4932 | 14.959 | 39.9756 | 5.3443 | 32.066 | 17.8404 | 2.9798 | 6.5386 | 18.6489 | 2.4932 | 14.959 | 41.0765 | 5.4915 | 32.9491 | 18.3317 | 3.0618 | 6.7187 | 25.8564 | 3.4567 | 41.4809 | 56.952 | 7.6139 | 91.3668 | 25.4167 | 4.2452 | 18.6308
VA | INSIG | MUNICIPAL | First Baptist Church of Culpeper | VAG406471 | 001 | 1.1098 | 10.98% | 0.00070038 | 0.0007773 | 18.6489 | 2.4932 | 14.959 | 39.9756 | 5.3443 | 32.066 | 26.7922 | 5.2832 | 22.9886 | 18.6489 | 2.4932 | 14.959 | 44.1477 | 5.9021 | 35.4126 | 29.5883 | 5.8346 | 25.3878 | 24.0577 | 3.2163 | 38.5952 | 56.952 | 7.6139 | 91.3668 | 38.1699 | 7.5268 | 65.5023
VA | INSIG | MUNICIPAL | First Land LLC Division Parcel 1 | VAG406438 | 001 | 1.1098 | 10.98% | 0.00070038 | 0.0007773 | 18.6489 | 2.4932 | 14.959 | 39.9756 | 5.3443 | 32.066 | 25.5067 | 4.7953 | 19.883 | 18.6489 | 2.4932 | 14.959 | 44.1477 | 5.9021 | 35.4126 | 28.1688 | 5.2958 | 21.9581 | 24.0577 | 3.2163 | 38.5952 | 56.952 | 7.6139 | 91.3668 | 36.3386 | 6.8318 | 56.6533
VA | INSIG | MUNICIPAL | First Land LLC Division Parcel 2 | VAG406439 | 001 | 1.1098 | 10.98% | 0.00070038 | 0.0007773 | 18.6489 | 2.4932 | 14.959 | 39.9756 | 5.3443 | 32.066 | 25.5067 | 4.7953 | 19.883 | 18.6489 | 2.4932 | 14.959 | 44.1477 | 5.9021 | 35.4126 | 28.1688 | 5.2958 | 21.9581 | 24.0577 | 3.2163 | 38.5952 | 56.952 | 7.6139 | 91.3668 | 36.3386 | 6.8318 | 56.6533
VA | INSIG | MUNICIPAL | First Land LLC Division Parcel 3 | VAG406440 | 001 | 1.1098 | 10.98% | 0.00070038 | 0.0007773 | 18.6489 | 2.4932 | 14.959 | 39.9756 | 5.3443 | 32.066 | 25.5067 | 4.7953 | 19.883 | 18.6489 | 2.4932 | 14.959 | 44.1477 | 5.9021 | 35.4126 | 28.1688 | 5.2958 | 21.9581 | 24.0577 | 3.2163 | 38.5952 | 56.952 | 7.6139 | 91.3668 | 36.3386 | 6.8318 | 56.6533
VA | INSIG | MUNICIPAL | First Land LLC Division Parcel 4 | VAG406441 | 001 | 1.1098 | 10.98% | 0.00070038 | 0.0007773 | 18.6489 | 2.4932 | 14.959 | 39.9756 | 5.3443 | 32.066 | 25.5067 | 4.7953 | 19.883 | 18.6489 | 2.4932 | 14.959 | 44.1477 | 5.9021 | 35.4126 | 28.1688 | 5.2958 | 21.9581 | 24.0577 | 3.2163 | 38.5952 | 56.952 | 7.6139 | 91.3668 | 36.3386 | 6.8318 | 56.6533
VA | INSIG | MUNICIPAL | Fischer Susanne Residence | VAG408389 | 001 | 1.0259 | 2.592% | 0.00070038 | 0.00071853 | 18.6489 | 2.4932 | 14.959 | 39.9756 | 5.3443 | 32.066 | 17.4291 | 2.7427 | 13.3544 | 18.6489 | 2.4932 | 14.959 | 40.8102 | 5.4559 | 32.7354 | 17.793 | 2.8 | 13.6332 | 26.0252 | 3.4793 | 41.7516 | 56.952 | 7.6139 | 91.3668 | 24.8307 | 3.9074 | 38.0513
VA | INSIG | MUNICIPAL | Fitch William N Residence | VAG408130 | 001 | 1.0674 | 6.737% | 0.00070038 | 0.00074757 | 18.6489 | 2.4932 | 14.959 | 39.9756 | 5.3443 | 32.066 | 22.5959 | 4.3524 | 24.9865 | 18.6489 | 2.4932 | 14.959 | 42.459 | 5.6763 | 34.058 | 23.9996 | 4.6228 | 26.5387 | 25.0145 | 3.3442 | 40.1303 | 56.952 | 7.6139 | 91.3668 | 32.1916 | 6.2007 | 71.1949
VA | INSIG | MUNICIPAL | Fitch William N Residence 2 | VAG408296 | 001 | 1.0674 | 6.737% | 0.00070038 | 0.00074757 | 18.6489 | 2.4932 | 14.959 | 39.9756 | 5.3443 | 32.066 | 22.5959 | 4.3524 | 24.9865 | 18.6489 | 2.4932 | 14.959 | 42.459 | 5.6763 | 34.058 | 23.9996 | 4.6228 | 26.5387 | 25.0145 | 3.3442 | 40.1303 | 56.952 | 7.6139 | 91.3668 | 32.1916 | 6.2007 | 71.1949
VA | INSIG | MUNICIPAL | Fittry Willis J Jr Residence | VAG408176 | 001 | 1.0674 | 6.737% | 0.00070038 | 0.00074757 | 18.6489 | 2.4932 | 14.959 | 39.9756 | 5.3443 | 32.066 | 32.3984 | 4.3524 | 24.9865 | 18.6489 | 2.4932 | 14.959 | 42.459 | 5.6763 | 34.058 | 34.4111 | 4.6228 | 26.5387 | 25.0145 | 3.3442 | 40.1303 | 56.952 | 7.6139 | 91.3668 | 46.157 | 6.2007 | 71.1949
VA | INSIG | MUNICIPAL | Fitzgerald DeLane Residence | VAG408331 | 001 | 1.0135 | 1.352% | 0.00070038 | 0.00070985 | 18.6489 | 2.4932 | 14.959 | 39.9756 | 5.3443 | 32.066 | 18.6855 | 2.3894 | 21.2618 | 18.6489 | 2.4932 | 14.959 | 40.317 | 5.39 | 32.3398 | 18.8451 | 2.4098 | 21.4434 | 26.3435 | 3.5219 | 42.2624 | 56.952 | 7.6139 | 91.3668 | 26.6207 | 3.4042 | 60.582
VA | INSIG | MUNICIPAL | Fleet, Michael P Sr Residence | VAG401661 | 001 | 1.1137 | 11.37% | 0.00070038 | 0.00078004 | 18.6489 | 2.4932 | 14.959 | 39.9756 | 5.3443 | 32.066 | 33.2107 | 2.7382 | 9.6968 | 18.6489 | 2.4932 | 14.959 | 44.3037 | 5.923 | 35.5377 | 36.8063 | 3.0347 | 10.7467 | 23.973 | 3.2049 | 38.4593 | 56.952 | 7.6139 | 91.3668 | 47.3142 | 3.9011 | 27.6295
VA | INSIG | MUNICIPAL | Fleming Ford Residence | VAG408103 | 001 | 1.0674 | 6.737% | 0.00070038 | 0.00074757 | 18.6489 | 2.4932 | 14.959 | 39.9756 | 5.3443 | 32.066 | 28.1707 | 4.2525 | 17.2348 | 18.6489 | 2.4932 | 14.959 | 42.459 | 5.6763 | 34.058 | 29.9208 | 4.5167 | 18.3054 | 25.0145 | 3.3442 | 40.1303 | 56.952 | 7.6139 | 91.3668 | 40.1339 | 6.0584 | 49.1077
VA | INSIG | MUNICIPAL | Fleming, Beverley H Residence | VAG401512 | 001 | 1.0326 | 3.261% | 0.00070038 | 0.00072322 | 18.6489 | 2.4932 | 14.959 | 39.9756 | 5.3443 | 32.066 | 39.6779 | 4.0782 | 19.8851 | 18.6489 | 2.4932 | 14.959 | 41.0765 | 5.4915 | 32.9491 | 40.7706 | 4.1905 | 20.4328 | 25.8564 | 3.4567 | 41.4809 | 56.952 | 7.6139 | 91.3668 | 56.5279 | 5.81 | 56.6594
VA | INSIG | MUNICIPAL | Fletcher, David E | VAG401600 | 001 | 1.1137 | 11.37% | 0.00070038 | 0.00078004 | 18.6489 | 2.4932 | 14.959 | 39.9756 | 5.3443 | 32.066 | 33.3572 | 3.7293 | 17.5855 | 18.6489 | 2.4932 | 14.959 | 44.3037 | 5.923 | 35.5377 | 36.9688 | 4.1331 | 19.4895 | 23.973 | 3.2049 | 38.4593 | 56.952 | 7.6139 | 91.3668 | 47.523 | 5.3131 | 50.1071
VA | INSIG | MUNICIPAL | Flint William and Laura Residence | VAG401599 | 001 | 1.0674 | 6.737% | 0.00070038 | 0.00074757 | 18.6489 | 2.4932 | 14.959 | 39.9756 | 5.3443 | 32.066 | 18.2243 | 4.1451 | 20.8048 | 18.6489 | 2.4932 | 14.959 | 42.459 | 5.6763 | 34.058 | 19.3565 | 4.4026 | 22.0972 | 25.0145 | 3.3442 | 40.1303 | 56.952 | 7.6139 | 91.3668 | 25.9636 | 5.9054 | 59.2797
VA | INSIG | MUNICIPAL | Flory Javonne D Residence | VAG401172 | 001 | 1.0674 | 6.737% | 0.00070038 | 0.00074757 | 18.6489 | 2.4932 | 14.959 | 39.9756 | 5.3443 | 32.066 | 22.4363 | 3.1938 | 11.9024 | 18.6489 | 2.4932 | 14.959 | 42.459 | 5.6763 | 34.058 | 23.8301 | 3.3923 | 12.6418 | 25.0145 | 3.3442 | 40.1303 | 56.952 | 7.6139 | 91.3668 | 31.9643 | 4.5502 | 33.9139
VA | INSIG | MUNICIPAL | Flory, Gary & Ella Residence | VAG401692 | 001 | 1.0674 | 6.737% | 0.00070038 | 0.00074757 | 18.6489 | 2.4932 | 14.959 | 39.9756 | 5.3443 | 32.066 | 29.4702 | 4.2947 | 25.448 | 18.6489 | 2.4932 | 14.959 | 42.459 | 5.6763 | 34.058 | 31.3009 | 4.5615 | 27.0289 | 25.0145 | 3.3442 | 40.1303 | 56.952 | 7.6139 | 91.3668 | 41.9852 | 6.1185 | 72.5099
VA | INSIG | MUNICIPAL | Fluvanna County Farm Bureau | VAG408173 | 001 | 1.084 | 8.401% | 0.00070038 | 0.00075922 | 18.6489 | 2.4932 | 14.959 | 39.9756 | 5.3443 | 32.066 | 25.6911 | 2.6218 | 8.5642 | 18.6489 | 2.4932 | 14.959 | 43.1211 | 5.7648 | 34.5891 | 27.7126 | 2.8281 | 9.2381 | 24.6305 | 3.2928 | 39.5141 | 56.952 | 7.6139 | 91.3668 | 36.6013 | 3.7352 | 24.4024
VA | INSIG | MUNICIPAL | Fluvanna County High School | VA0030767 | 001 | 1.084 | 8.401% | 0.035019 | 0.037961 | 9.3245 | 1.2466 | 14.959 | 999.3901 | 133.6083 | 1603.2996 | 702.5119 | 65.5452 | 428.2122 | 9.3245 | 1.2466 | 14.959 | 1078.0264 | 144.1212 | 1729.4541 | 757.7885 | 70.7025 | 461.9057 | 12.3152 | 1.6464 | 39.5141 | 1423.7993 | 190.3475 | 4568.34 | 1000.8464 | 93.3801 | 1220.1205
VA | INSIG | MUNICIPAL | Fluvanna Middle School | VA0082228 | 001 | 1.084 | 8.401% | 0.0084046 | 0.0091107 | 18.6489 | 2.4932 | 14.959 | 479.7072 | 64.132 | 384.7919 | 344.5298 | 31.4617 | 102.7709 | 18.6489 | 2.4932 | 14.959 | 517.4527 | 69.1782 | 415.069 | 371.6388 | 33.9372 | 110.8574 | 24.6305 | 3.2928 | 39.5141 | 683.4237 | 91.3668 | 1096.4016 | 490.8406 | 44.8225 | 292.8289
VA | INSIG | MUNICIPAL | Flynn Paul W Residence | VAG406092 | 001 | 1.1098 | 10.98% | 0.00070038 | 0.0007773 | 18.6489 | 2.4932 | 14.959 | 39.9756 | 5.3443 | 32.066 | 26.8797 | 4.8836 | 22.113 | 18.6489 | 2.4932 | 14.959 | 44.1477 | 5.9021 | 35.4126 | 29.685 | 5.3933 | 24.4209 | 24.0577 | 3.2163 | 38.5952 | 56.952 | 7.6139 | 91.3668 | 38.2947 | 6.9576 | 63.0074
VA | INSIG | MUNICIPAL | Foltz, Zane R Jr Residence | VAG401726 | 001 | 1.0326 | 3.261% | 0.00070038 | 0.00072322 | 18.6489 | 2.4932 | 14.959 | 39.9756 | 5.3443 | 32.066 | 22.7105 | 2.9257 | 12.7111 | 18.6489 | 2.4932 | 14.959 | 41.0765 | 5.4915 | 32.9491 | 23.3359 | 3.0063 | 13.0611 | 25.8564 | 3.4567 | 41.4809 | 56.952 | 7.6139 | 91.3668 | 32.3549 | 4.1682 | 36.2181
VA | INSIG | MUNICIPAL | For Childrens Sake of Virginia | VAG406429 | 001 | 1.083 | 8.299% | 0.00070038 | 0.00075851 | 18.6489 | 2.4932 | 14.959 | 39.9756 | 5.3443 | 32.066 | 25.1617 | 2.8923 | 5.4247 | 18.6489 | 2.4932 | 14.959 | 43.0804 | 5.7594 | 34.5564 | 27.1159 | 3.1169 | 5.846 | 24.6537 | 3.296 | 39.5515 | 56.952 | 7.6139 | 91.3668 | 35.8471 | 4.1206 | 15.4567
VA | INSIG | MUNICIPAL | Foreback Thomas M and Carol L Residence | VAG401924 | 001 | 1.1137 | 11.37% | 0.00070038 | 0.00078004 | 18.6489 | 2.4932 | 14.959 | 39.9756 | 5.3443 | 32.066 | 28.1078 | 3.6122 | 15.795 | 18.6489 | 2.4932 | 14.959 | 44.3037 | 5.923 | 35.5377 | 31.151 | 4.0033 | 17.5051 | 23.973 | 3.2049 | 38.4593 | 56.952 | 7.6139 | 91.3668 | 40.0443 | 5.1462 | 45.0053
VA | INSIG | MUNICIPAL | Forest Lakes Estates STP | VA0061964 | 001 | 1.1137 | 11.37% | 0.10506 | 0.11701 | 4.9863 | 0.69809 | 14.959 | 1603.2996 | 224.4619 | 4809.8988 | 1171.4964 | 151.714 | 2369.2497 | 4.9863 | 0.69809 | 14.959 | 1776.8868 | 248.7642 | 5330.6604 | 1298.3328 | 168.1399 | 2625.7653 | 6.4099 | 0.89738 | 38.4593 | 2284.17 | 319.7838 | 13705.02 | 1668.9936 | 216.1422 | 6750.7895
VA | INSIG | MUNICIPAL | Fork Union Military Academy | VA0024147 | 001 | 1.084 | 8.401% | 0.069338 | 0.075163 | 18.6489 | 2.4932 | 14.959 | 3957.5847 | 529.0889 | 3174.5332 | 2668.2355 | 287.799 | 857.9557 | 18.6489 | 2.4932 | 14.959 | 4268.9844 | 570.7198 | 3424.319 | 2878.1837 | 310.4442 | 925.4634 | 24.6305 | 3.2928 | 39.5141 | 5638.2452 | 753.7761 | 9045.3132 | 3801.3504 | 410.018 | 2444.6046
VA | INSIG | MUNICIPAL | Forrest Edward J and Sarah Residence | VAG408351 | 001 | 1.0674 | 6.737% | 0.00070038 | 0.00074757 | 18.6489 | 2.4932 | 14.959 | 39.9756 | 5.3443 | 32.066 | 29.3807 | 4.2516 | 23.8717 | 18.6489 | 2.4932 | 14.959 | 42.459 | 5.6763 | 34.058 | 31.2059 | 4.5157 | 25.3547 | 25.0145 | 3.3442 | 40.1303 | 56.952 | 7.6139 | 91.3668 | 41.8577 | 6.0571 | 68.0185
VA | INSIG | MUNICIPAL | Forrest Kelly Property | VAG406419 | 001 | 1.1098 | 10.98% | 0.00070038 | 0.0007773 | 18.6489 | 2.4932 | 14.959 | 39.9756 | 5.3443 | 32.066 | 28.2905 | 4.7953 | 19.883 | 18.6489 | 2.4932 | 14.959 | 44.1477 | 5.9021 | 35.4126 | 31.243 | 5.2958 | 21.9581 | 24.0577 | 3.2163 | 38.5952 | 56.952 | 7.6139 | 91.3668 | 40.3045 | 6.8318 | 56.6533
VA | INSIG | MUNICIPAL | Forrest, Deborah Residence | VAG401720 | 001 | 1.0674 | 6.737% | 0.00070038 | 0.00074757 | 18.6489 | 2.4932 | 14.959 | 39.9756 | 5.3443 | 32.066 | 29.3807 | 4.2516 | 23.8717 | 18.6489 | 2.4932 | 14.959 | 42.459 | 5.6763 | 34.058 | 31.2059 | 4.5157 | 25.3547 | 25.0145 | 3.3442 | 40.1303 | 56.952 | 7.6139 | 91.3668 | 41.8577 | 6.0571 | 68.0185
VA | INSIG | MUNICIPAL | Foster, Bobby Joe Sr Residence | VAG401601 | 001 | 1.0774 | 7.738% | 0.00070038 | 0.00075458 | 18.6489 | 2.4932 | 14.959 | 39.9756 | 5.3443 | 32.066 | 33.6416 | 3.7571 | 19.7762 | 18.6489 | 2.4932 | 14.959 | 42.8575 | 5.7296 | 34.3777 | 36.0669 | 4.0279 | 21.2019 | 24.7819 | 3.3131 | 39.7571 | 56.952 | 7.6139 | 91.3668 | 47.9281 | 5.3526 | 56.3491
VA | INSIG | MUNICIPAL | Four Winds Campground Sewage Treatment Plant | VA0060429 | 001 | 1.1048 | 10.48% | 0.14708 | 0.1625 | 3.291 | 0.39891 | 14.959 | 1481.4488 | 179.5696 | 6733.8583 | 1264.9295 | 105.0652 | 711.9183 | 3.291 | 0.39891 | 14.959 | 1628.682 | 197.416 | 7403.0998 | 1390.6439 | 115.5071 | 782.672 | 4.2647 | 0.51693 | 38.7701 | 2110.5731 | 255.827 | 19187.028 | 1802.1048 | 149.6831 | 2028.4948
VA | INSIG | MUNICIPAL | Fowler Tammy D Residence | VAG401657 | 001 | 1.1137 | 11.37% | 0.00070038 | 0.00078004 | 18.6489 | 2.4932 | 14.959 | 39.9756 | 5.3443 | 32.066 | 34.4228 | 2.7382 | 9.6968 | 18.6489 | 2.4932 | 14.959 | 44.3037 | 5.923 | 35.5377 | 38.1497 | 3.0347 | 10.7467 | 23.973 | 3.2049 | 38.4593 | 56.952 | 7.6139 | 91.3668 | 49.041 | 3.9011 | 27.6295
VA | INSIG | MUNICIPAL | Fox Bruce W Residence | VAG401985 | 001 | 1.0674 | 6.737% | 0.00070038 | 0.00074757 | 18.6489 | 2.4932 | 14.959 | 39.9756 | 5.3443 | 32.066 | 21.448 | 4.1451 | 20.8048 | 18.6489 | 2.4932 | 14.959 | 42.459 | 5.6763 | 34.058 | 22.7804 | 4.4026 | 22.0972 | 25.0145 | 3.3442 | 40.1303 | 56.952 | 7.6139 | 91.3668 | 30.5563 | 5.9054 | 59.2797
VA | INSIG | MUNICIPAL | Fox Mark and Linda Residence | VAG408083 | 001 | 1.1137 | 11.37% | 0.00070038 | 0.00078004 | 18.6489 | 2.4932 | 14.959 | 39.9756 | 5.3443 | 32.066 | 27.4618 | 2.7382 | 9.6968 | 18.6489 | 2.4932 | 14.959 | 44.3037 | 5.923 | 35.5377 | 30.4351 | 3.0347 | 10.7467 | 23.973 | 3.2049 | 38.4593 | 56.952 | 7.6139 | 91.3668 | 39.124 | 3.9011 | 27.6295
VA | INSIG | MUNICIPAL | Fox, Ronald V & Patricia W Residence | VAG401649 | 001 | 1.1137 | 11.37% | 0.00070038 | 0.00078004 | 18.6489 | 2.4932 | 14.959 | 39.9756 | 5.3443 | 32.066 | 26.1678 | 4.0831 | 18.1167 | 18.6489 | 2.4932 | 14.959 | 44.3037 | 5.923 | 35.5377 | 29.001 | 4.5252 | 20.0782 | 23.973 | 3.2049 | 38.4593 | 56.952 | 7.6139 | 91.3668 | 37.2805 | 5.8171 | 51.6207
VA | INSIG | MUNICIPAL | Foxcroft School | VA0024112 | 001 | 1.147 | 14.7% | 0.052529 | 0.060253 | 18.6489 | 2.4932 | 14.959 | 2998.1703 | 400.8249 | 2404.9494 | 2517.303 | 249.8905 | 876.8867 | 18.6489 | 2.4932 | 14.959 | 3422.149 | 457.5065 | 2745.0393 | 2873.2811 | 285.2281 | 1000.8894 | 23.2769 | 3.1119 | 37.3426 | 4271.3979 | 571.0425 | 6852.51 | 3586.3216 | 356.0111 | 2498.5451
VA | INSIG | MUNICIPAL | Francis Charles W and Margaret D Residence | VAG404210 | 001 | 1.0844 | 8.436% | 0.00070038 | 0.00075946 | 18.6489 | 2.4932 | 14.959 | 39.9756 | 5.3443 | 32.066 | 19.2721 | 2.192 | 9.0266 | 18.6489 | 2.4932 | 14.959 | 43.1348 | 5.7667 | 34.6001 | 20.7951 | 2.3653 | 9.7399 | 24.6226 | 3.2918 | 39.5015 | 56.952 | 7.6139 | 91.3668 | 27.4563 | 3.1229 | 25.7197
VA | INSIG | MUNICIPAL | Franco Carlos Residence | VAG406231 | 001 | 1.083 | 8.299% | 0.00070038 | 0.00075851 | 18.6489 | 2.4932 | 14.959 | 39.9756 | 5.3443 | 32.066 | 22.5599 | 2.9328 | 4.4319 | 18.6489 | 2.4932 | 14.959 | 43.0804 | 5.7594 | 34.5564 | 24.312 | 3.1605 | 4.7761 | 24.6537 | 3.296 | 39.5515 | 56.952 | 7.6139 | 91.3668 | 32.1403 | 4.1782 | 12.6279
VA | INSIG | MUNICIPAL | French Brothers LLC-Wilkins Farm | VAG401097 | 001 | 1.0326 | 3.261% | 0.00070038 | 0.00072322 | 18.6489 | 2.4932 | 14.959 | 39.9756 | 5.3443 | 32.066 | 32.9787 | 4.0782 | 19.8851 | 18.6489 | 2.4932 | 14.959 | 41.0765 | 5.4915 | 32.9491 | 33.8869 | 4.1905 | 20.4328 | 25.8564 | 3.4567 | 41.4809 | 56.952 | 7.6139 | 91.3668 | 46.9837 | 5.81 | 56.6594
VA | INSIG | MUNICIPAL | French John and Kristy Residence | VAG401509 | 001 | 1.0478 | 4.78% | 0.00070038 | 0.00073386 | 18.6489 | 2.4932 | 14.959 | 39.9756 | 5.3443 | 32.066 | 18.9329 | 4.3134 | 23.5539 | 18.6489 | 2.4932 | 14.959 | 41.6808 | 5.5723 | 33.4338 | 19.7404 | 4.4974 | 24.5586 | 25.4816 | 3.4066 | 40.8796 | 56.952 | 7.6139 | 91.3668 | 26.9731 | 6.1451 | 67.1131
VA | INSIG | MUNICIPAL | French, Orrin & Joyce Residence | VAG401433 | 001 | 1.0326 | 3.261% | 0.00070038 | 0.00072322 | 18.6489 | 2.4932 | 14.959 | 39.9756 | 5.3443 | 32.066 | 35.6475 | 4.0782 | 19.8851 | 18.6489 | 2.4932 | 14.959 | 41.0765 | 5.4915 | 32.9491 | 36.6292 | 4.1905 | 20.4328 | 25.8564 | 3.4567 | 41.4809 | 56.952 | 7.6139 | 91.3668 | 50.7859 | 5.81 | 56.6594
VA | INSIG | MUNICIPAL | Friedens United Church of Christ | VAG401269 | 001 | 1.0674 | 6.737% | 0.00070038 | 0.00074757 | 18.6489 | 2.4932 | 14.959 | 39.9756 | 5.3443 | 32.066 | 26.478 | 4.2947 | 25.448 | 18.6489 | 2.4932 | 14.959 | 42.459 | 5.6763 | 34.058 | 28.1229 | 4.5615 | 27.0289 | 25.0145 | 3.3442 | 40.1303 | 56.952 | 7.6139 | 91.3668 | 37.7224 | 6.1185 | 72.5099
VA | INSIG | MUNICIPAL | Friedmann Gregory J Residence | VAG406196 | 001 | 1.147 | 14.7% | 0.00070038 | 0.00080337 | 18.6489 | 2.4932 | 14.959 | 39.9756 | 5.3443 | 32.066 | 26.3379 | 3.3928 | 14.4085 | 18.6489 | 2.4932 | 14.959 | 45.6287 | 6.1001 | 36.6005 | 30.0624 | 3.8726 | 16.446 | 23.2769 | 3.1119 | 37.3426 | 56.952 | 7.6139 | 91.3668 | 37.5228 | 4.8336 | 41.0546
VA | INSIG | MUNICIPAL | Fritzman, Dewey & Eva Residence | VAG401337 | 001 | 1.0326 | 3.261% | 0.00070038 | 0.00072322 | 18.6489 | 2.4932 | 14.959 | 39.9756 | 5.3443 | 32.066 | 22.7105 | 2.9257 | 12.7111 | 18.6489 | 2.4932 | 14.959 | 41.0765 | 5.4915 | 32.9491 | 23.3359 | 3.0063 | 13.0611 | 25.8564 | 3.4567 | 41.4809 | 56.952 | 7.6139 | 91.3668 | 32.3549 | 4.1682 | 36.2181
VA | INSIG | MUNICIPAL | Frye, John T. Residence | VAG401303 | 001 | 1.1137 | 11.37% | 0.00070038 | 0.00078004 | 18.6489 | 2.4932 | 14.959 | 39.9756 | 5.3443 | 32.066 | 33.2107 | 2.7382 | 9.6968 | 18.6489 | 2.4932 | 14.959 | 44.3037 | 5.923 | 35.5377 | 36.8063 | 3.0347 | 10.7467 | 23.973 | 3.2049 | 38.4593 | 56.952 | 7.6139 | 91.3668 | 47.3142 | 3.9011 | 27.6295
VA | INSIG | MUNICIPAL | FT Valley Store Apartment and Rental House | VAG406499 | 001 | 0.99066 | -0.9339% | 0.00070038 | 0.00069384 | 18.6489 | 2.4932 | 14.959 | 39.9756 | 5.3443 | 32.066 | 24.2412 | 5.9469 | 24.5315 | 18.6489 | 2.4932 | 14.959 | 39.4077 | 5.2684 | 31.6105 | 23.8969 | 5.8624 | 24.1831 | 26.9514 | 3.6031 | 43.2375 | 56.952 | 7.6139 | 91.3668 | 34.5357 | 8.4723 | 69.8986
VA | INSIG | MUNICIPAL | Fularz Scott Residence | VAG401536 | 001 | 1.0326 | 3.261% | 0.00070038 | 0.00072322 | 18.6489 | 2.4932 | 14.959 | 39.9756 | 5.3443 | 32.066 | 22.7105 | 2.9257 | 12.7111 | 18.6489 | 2.4932 | 14.959 | 41.0765 | 5.4915 | 32.9491 | 23.3359 | 3.0063 | 13.0611 | 25.8564 | 3.4567 | 41.4809 | 56.952 | 7.6139 | 91.3668 | 32.3549 | 4.1682 | 36.2181
VA | INSIG | MUNICIPAL | Fulcher, William J Residence | VAG401362 | 001 | 1.0326 | 3.261% | 0.00070038 | 0.00072322 | 18.6489 | 2.4932 | 14.959 | 39.9756 | 5.3443 | 32.066 | 36.7059 | 4.0782 | 19.8851 | 18.6489 | 2.4932 | 14.959 | 41.0765 | 5.4915 | 32.9491 | 37.7167 | 4.1905 | 20.4328 | 25.8564 | 3.4567 | 41.4809 | 56.952 | 7.6139 | 91.3668 | 52.2937 | 5.81 | 56.6594
VA | INSIG | MUNICIPAL | Funk Multiple Residence | VAG401607 | 001 | 1.0774 | 7.738% | 0.00070038 | 0.00075458 | 18.6489 | 2.4932 | 14.959 | 39.9756 | 5.3443 | 32.066 | 37.2557 | 4.0895 | 25.6295 | 18.6489 | 2.4932 | 14.959 | 42.8575 | 5.7296 | 34.3777 | 39.9415 | 4.3843 | 27.4772 | 24.7819 | 3.3131 | 39.7571 | 56.952 | 7.6139 | 91.3668 | 53.0769 | 5.8262 | 73.0272
VA | INSIG | MUNICIPAL | Funk Phyllis E Residence | VAG401617 | 001 | 1.0774 | 7.738% | 0.00070038 | 0.00075458 | 18.6489 | 2.4932 | 14.959 | 39.9756 | 5.3443 | 32.066 | 35.4608 | 4.1073 | 20.3617 | 18.6489 | 2.4932 | 14.959 | 42.8575 | 5.7296 | 34.3777 | 38.0173 | 4.4034 | 21.8297 | 24.7819 | 3.3131 | 39.7571 | 56.952 | 7.6139 | 91.3668 | 50.5199 | 5.8515 | 58.0175
VA | INSIG | MUNICIPAL | Funk/Wittig Residence | VAG401592 | 001 | 1.1137 | 11.37% | 0.00070038 | 0.00078004 | 18.6489 | 2.4932 | 14.959 | 39.9756 | 5.3443 | 32.066 | 33.2107 | 2.7382 | 9.6968 | 18.6489 | 2.4932 | 14.959 | 44.3037 | 5.923 | 35.5377 | 36.8063 | 3.0347 | 10.7467 | 23.973 | 3.2049 | 38.4593 | 56.952 | 7.6139 | 91.3668 | 47.3142 | 3.9011 | 27.6295
VA | INSIG | MUNICIPAL | Funkhouser Lena F Residence | VAG408338 | 001 | 1.0674 | 6.737% | 0.00070038 | 0.00074757 | 18.6489 | 2.4932 | 14.959 | 39.9756 | 5.3443 | 32.066 | 21.5153 | 3.1938 | 11.9024 | 18.6489 | 2.4932 | 14.959 | 42.459 | 5.6763 | 34.058 | 22.8519 | 3.3923 | 12.6418 | 25.0145 | 3.3442 | 40.1303 | 56.952 | 7.6139 | 91.3668 | 30.6522 | 4.5502 | 33.9139
VA | INSIG | MUNICIPAL | Funkhouser, Stephanie Residence | VAG401903 | 001 | 1.1137 | 11.37% | 0.00070038 | 0.00078004 | 18.6489 | 2.4932 | 14.959 | 39.9756 | 5.3443 | 32.066 | 30.9691 | 3.8319 | 18.9688 | 18.6489 | 2.4932 | 14.959 | 44.3037 | 5.923 | 35.5377 | 34.3221 | 4.2468 | 21.0226 | 23.973 | 3.2049 | 38.4593 | 56.952 | 7.6139 | 91.3668 | 44.1208 | 5.4592 | 54.0486
VA | INSIG | MUNICIPAL | Funkhouser/Silvious Residence | VAG408383 | 001 | 1.0326 | 3.261% | 0.00070038 | 0.00072322 | 18.6489 | 2.4932 | 14.959 | 39.9756 | 5.3443 | 32.066 | 27.3208 | 4.0782 | 19.8851 | 18.6489 | 2.4932 | 14.959 | 41.0765 | 5.4915 | 32.9491 | 28.0732 | 4.1905 | 20.4328 | 25.8564 | 3.4567 | 41.4809 | 56.952 | 7.6139 | 91.3668 | 38.9231 | 5.81 | 56.6594
VA | INSIG | MUNICIPAL | Furr Allen C Jr Residence | VAG401591 | 001 | 1.0774 | 7.738% | 0.00070038 | 0.00075458 | 18.6489 | 2.4932 | 14.959 | 39.9756 | 5.3443 | 32.066 | 35.4608 | 4.1073 | 20.3617 | 18.6489 | 2.4932 | 14.959 | 42.8575 | 5.7296 | 34.3777 | 38.0173 | 4.4034 | 21.8297 | 24.7819 | 3.3131 | 39.7571 | 56.952 | 7.6139 | 91.3668 | 50.5199 | 5.8515 | 58.0175
VA | INSIG | MUNICIPAL | Fyne Wire Specialties Incorporated | VAG406032 | 001 | 1.1098 | 10.98% | 0.00070038 | 0.0007773 | 18.6489 | 2.4932 | 14.959 | 39.9756 | 5.3443 | 32.066 | 26.7922 | 5.2832 | 22.9886 | 18.6489 | 2.4932 | 14.959 | 44.1477 | 5.9021 | 35.4126 | 29.5883 | 5.8346 | 25.3878 | 24.0577 | 3.2163 | 38.5952 | 56.952 | 7.6139 | 91.3668 | 38.1699 | 7.5268 | 65.5023
VA | INSIG | MUNICIPAL | Gaertner William L and Jo C Residence | VAG404152 | 001 | 1.0598 | 5.982% | 0.00070038 | 0.00074228 | 18.6489 | 2.4932 | 14.959 | 39.9756 | 5.3443 | 32.066 | 33.1754 | 2.5773 | 3.4901 | 18.6489 | 2.4932 | 14.959 | 42.1589 | 5.6362 | 33.8173 | 34.9873 | 2.7181 | 3.6807 | 25.1926 | 3.368 | 40.4159 | 56.952 | 7.6139 | 91.3668 | 47.2639 | 3.6718 | 9.9446
VA | INSIG | MUNICIPAL | Gagnon Raymond Residence | VAG406473 | 001 | 1.083 | 8.299% | 0.00070038 | 0.00075851 | 18.6489 | 2.4932 | 14.959 | 39.9756 | 5.3443 | 32.066 | 11.4723 | 1.6569 | 0.90653 | 18.6489 | 2.4932 | 14.959 | 43.0804 | 5.7594 | 34.5564 | 12.3633 | 1.7856 | 0.97693 | 24.6537 | 3.296 | 39.5515 | 56.952 | 7.6139 | 91.3668 | 16.3442 | 2.3605 | 2.583
VA | INSIG | MUNICIPAL | Gainesboro Elementary School | VA0091898 | 001 | 1.1137 | 11.37% | 0.0070038 | 0.0078004 | 18.6489 | 2.4932 | 14.959 | 399.756 | 53.4433 | 320.6599 | 308.8656 | 27.3822 | 96.9681 | 18.6489 | 2.4932 | 14.959 | 443.0371 | 59.2296 | 355.3774 | 342.3061 | 30.3468 | 107.4668 | 23.973 | 3.2049 | 38.4593 | 569.5197 | 76.139 | 913.668 | 440.031 | 39.0105 | 276.2949
VA | INSIG | MUNICIPAL | Gallalee Edward & Nancy Residence | VAG401679 | 001 | 1.0674 | 6.737% | 0.00070038 | 0.00074757 | 18.6489 | 2.4932 | 14.959 | 39.9756 | 5.3443 | 32.066 | 20.6591 | 4.1451 | 20.8048 | 18.6489 | 2.4932 | 14.959 | 42.459 | 5.6763 | 34.058 | 21.9425 | 4.4026 | 22.0972 | 25.0145 | 3.3442 | 40.1303 | 56.952 | 7.6139 | 91.3668 | 29.4324 | 5.9054 | 59.2797
VA | INSIG | MUNICIPAL | Galleher Jr Thomas - Residence | VAG406406 | 001 | 1.083 | 8.299% | 0.00070038 | 0.00075851 | 18.6489 | 2.4932 | 14.959 | 39.9756 | 5.3443 | 32.066 | 19.2496 | 1.5835 | 1.247 | 18.6489 | 2.4932 | 14.959 | 43.0804 | 5.7594 | 34.5564 | 20.7446 | 1.7065 | 1.3438 | 24.6537 | 3.296 | 39.5515 | 56.952 | 7.6139 | 91.3668 | 27.4242 | 2.256 | 3.5531
VA | INSIG | MUNICIPAL | Gaona Veronica Residence | VAG406420 | 001 | 1.083 | 8.299% | 0.00070038 | 0.00075851 | 18.6489 | 2.4932 | 14.959 | 39.9756 | 5.3443 | 32.066 | 22.5599 | 2.9328 | 4.4319 | 18.6489 | 2.4932 | 14.959 | 43.0804 | 5.7594 | 34.5564 | 24.312 | 3.1605 | 4.7761 | 24.6537 | 3.296 | 39.5515 | 56.952 | 7.6139 | 91.3668 | 32.1403 | 4.1782 | 12.6279
VA | INSIG | MUNICIPAL | Garber, Samuel L Residence | VAG401508 | 001 | 1.1137 | 11.37% | 0.00070038 | 0.00078004 | 18.6489 | 2.4932 | 14.959 | 39.9756 | 5.3443 | 32.066 | 28.1078 | 3.6122 | 15.795 | 18.6489 | 2.4932 | 14.959 | 44.3037 | 5.923 | 35.5377 | 31.151 | 4.0033 | 17.5051 | 23.973 | 3.2049 | 38.4593 | 56.952 | 7.6139 | 91.3668 | 40.0443 | 5.1462 | 45.0053
VA | INSIG | MUNICIPAL | Gardiner Residence Mike and Monica | VAG402107 | 001 | 0.91292 | -8.708% | 0.00070038 | 0.00063939 | 18.6489 | 2.4932 | 14.959 | 39.9756 | 5.3443 | 32.066 | 21.4877 | 4.6359 | 12.936 | 18.6489 | 2.4932 | 14.959 | 36.3153 | 4.855 | 29.1299 | 19.5202 | 4.2114 | 11.7515 | 29.2464 | 3.9099 | 46.9194 | 56.952 | 7.6139 | 91.3668 | 30.6129 | 6.6046 | 36.859
VA | INSIG | MUNICIPAL | Garland John A Residence | VAG402043 | 001 | 1.0413 | 4.13% | 0.00070038 | 0.00072931 | 18.6489 | 2.4932 | 14.959 | 39.9756 | 5.3443 | 32.066 | 20.3837 | 3.5447 | 11.854 | 18.6489 | 2.4932 | 14.959 | 41.4223 | 5.5377 | 33.2264 | 21.1213 | 3.6729 | 12.283 | 25.6406 | 3.4279 | 41.1347 | 56.952 | 7.6139 | 91.3668 | 29.0399 | 5.05 | 33.7761
VA | INSIG | MUNICIPAL | Garret Street Property | VAG406358 | 001 | 1.1098 | 10.98% | 0.00070038 | 0.0007773 | 18.6489 | 2.4932 | 14.959 | 39.9756 | 5.3443 | 32.066 | 28.1945 | 5.2832 | 22.9886 | 18.6489 | 2.4932 | 14.959 | 44.1477 | 5.9021 | 35.4126 | 31.137 | 5.8346 | 25.3878 | 24.0577 | 3.2163 | 38.5952 | 56.952 | 7.6139 | 91.3668 | 40.1677 | 7.5268 | 65.5023
VA | INSIG | MUNICIPAL | Garretson Alan and Ruth Residence | VAG401492 | 001 | 1.0326 | 3.261% | 0.00070038 | 0.00072322 | 18.6489 | 2.4932 | 14.959 | 39.9756 | 5.3443 | 32.066 | 25.246 | 4.2427 | 24.1306 | 18.6489 | 2.4932 | 14.959 | 41.0765 | 5.4915 | 32.9491 | 25.9412 | 4.3595 | 24.7952 | 25.8564 | 3.4567 | 41.4809 | 56.952 | 7.6139 | 91.3668 | 35.9671 | 6.0444 | 68.7562
VA | INSIG | MUNICIPAL | Gehman Terri and Jonathan Residence | VAG408105 | 001 | 1.0674 | 6.737% | 0.00070038 | 0.00074757 | 18.6489 | 2.4932 | 14.959 | 39.9756 | 5.3443 | 32.066 | 28.45 | 4.3524 | 24.9865 | 18.6489 | 2.4932 | 14.959 | 42.459 | 5.6763 | 34.058 | 30.2174 | 4.6228 | 26.5387 | 25.0145 | 3.3442 | 40.1303 | 56.952 | 7.6139 | 91.3668 | 40.5319 | 6.2007 | 71.1949
VA | INSIG | MUNICIPAL | Geis Pete and Julie Residence | VAG408236 | 001 | 1.0326 | 3.261% | 0.00070038 | 0.00072322 | 18.6489 | 2.4932 | 14.959 | 39.9756 | 5.3443 | 32.066 | 32.9787 | 4.0782 | 19.8851 | 18.6489 | 2.4932 | 14.959 | 41.0765 | 5.4915 | 32.9491 | 33.8869 | 4.1905 | 20.4328 | 25.8564 | 3.4567 | 41.4809 | 56.952 | 7.6139 | 91.3668 | 46.9837 | 5.81 | 56.6594
VA | INSIG | MUNICIPAL | Gentry Terry Residence | VAG408314 | 001 | 1.0674 | 6.737% | 0.00070038 | 0.00074757 | 18.6489 | 2.4932 | 14.959 | 39.9756 | 5.3443 | 32.066 | 17.1595 | 4.1451 | 20.8048 | 18.6489 | 2.4932 | 14.959 | 42.459 | 5.6763 | 34.058 | 18.2255 | 4.4026 | 22.0972 | 25.0145 | 3.3442 | 40.1303 | 56.952 | 7.6139 | 91.3668 | 24.4467 | 5.9054 | 59.2797
VA | INSIG | MUNICIPAL | George Mason University - Conference Center | VA0090221 | 001 | 1.0658 | 6.585% | 0.1751 | 0.18663 | 0 | 0 | 14.959 | 0 | 0 | 8016.498 | 0 | 0 | 3709.0597 | 0 | 0 | 14.959 | 0 | 0 | 8502.3982 | 0 | 0 | 3933.8751 | 0 | 0 | 40.1874 | 0 | 0 | 22841.7 | 0 | 0 | 10568.3589
VA | INSIG | MUNICIPAL | Gess Haven Subd Lot 2 | VAG408290 | 001 | 1.084 | 8.401% | 0.00070038 | 0.00075922 | 18.6489 | 2.4932 | 14.959 | 39.9756 | 5.3443 | 32.066 | 30.1298 | 2.9071 | 8.6662 | 18.6489 | 2.4932 | 14.959 | 43.1211 | 5.7648 | 34.5891 | 32.5005 | 3.1358 | 9.3481 | 24.6305 | 3.2928 | 39.5141 | 56.952 | 7.6139 | 91.3668 | 42.925 | 4.1416 | 24.693
VA | INSIG | MUNICIPAL | Gibbs Michael - Residence | VAG406385 | 001 | 1.083 | 8.299% | 0.00070038 | 0.00075851 | 18.6489 | 2.4932 | 14.959 | 39.9756 | 5.3443 | 32.066 | 22.3179 | 2.9328 | 4.4319 | 18.6489 | 2.4932 | 14.959 | 43.0804 | 5.7594 | 34.5564 | 24.0512 | 3.1605 | 4.7761 | 24.6537 | 3.296 | 39.5515 | 56.952 | 7.6139 | 91.3668 | 31.7955 | 4.1782 | 12.6279
VA | INSIG | MUNICIPAL | Gibson Gale Property | VAG406466 | 001 | 1.1098 | 10.98% | 0.00070038 | 0.0007773 | 18.6489 | 2.4932 | 14.959 | 39.9756 | 5.3443 | 32.066 | 26.1996 | 4.7953 | 19.883 | 18.6489 | 2.4932 | 14.959 | 44.1477 | 5.9021 | 35.4126 | 28.9339 | 5.2958 | 21.9581 | 24.0577 | 3.2163 | 38.5952 | 56.952 | 7.6139 | 91.3668 | 37.3257 | 6.8318 | 56.6533
VA | INSIG | MUNICIPAL | Gibson Tony Residence | VAG406252 | 001 | 1.0658 | 6.585% | 0.00070038 | 0.0007465 | 18.6489 | 2.4932 | 14.959 | 39.9756 | 5.3443 | 32.066 | 22.9233 | 2.738 | 4.3654 | 18.6489 | 2.4932 | 14.959 | 42.3986 | 5.6683 | 34.0096 | 24.3127 | 2.904 | 4.63 | 25.0502 | 3.349 | 40.1874 | 56.952 | 7.6139 | 91.3668 | 32.658 | 3.9008 | 12.4385
VA | INSIG | MUNICIPAL | Gilbert Bostic Residence | VAG401831 | 001 | 1.0259 | 2.592% | 0.00070038 | 0.00071853 | 18.6489 | 2.4932 | 14.959 | 39.9756 | 5.3443 | 32.066 | 16.8137 | 2.349 | 8.9353 | 18.6489 | 2.4932 | 14.959 | 40.8102 | 5.4559 | 32.7354 | 17.1647 | 2.3981 | 9.1218 | 26.0252 | 3.4793 | 41.7516 | 56.952 | 7.6139 | 91.3668 | 23.9539 | 3.3466 | 25.4596
VA | INSIG | MUNICIPAL | Gilbert Norman K Residence | VAG406170 | 001 | 1.1396 | 13.96% | 0.00070038 | 0.00079815 | 18.6489 | 2.4932 | 14.959 | 39.9756 | 5.3443 | 32.066 | 21.0161 | 3.4068 | 12.2639 | 18.6489 | 2.4932 | 14.959 | 45.3318 | 6.0604 | 36.3624 | 23.832 | 3.8633 | 13.9071 | 23.4293 | 3.1323 | 37.5871 | 56.952 | 7.6139 | 91.3668 | 29.941 | 4.8536 | 34.9439
VA | INSIG | MUNICIPAL | Gill Terry L Residence | VAG401271 | 001 | 1.0774 | 7.738% | 0.00070038 | 0.00075458 | 18.6489 | 2.4932 | 14.959 | 39.9756 | 5.3443 | 32.066 | 35.4608 | 4.1073 | 20.3617 | 18.6489 | 2.4932 | 14.959 | 42.8575 | 5.7296 | 34.3777 | 38.0173 | 4.4034 | 21.8297 | 24.7819 | 3.3131 | 39.7571 | 56.952 | 7.6139 | 91.3668 | 50.5199 | 5.8515 | 58.0175
VA | INSIG | MUNICIPAL | Gillette Joseph Residence | VAG401500 | 001 | 1.0774 | 7.738% | 0.00070038 | 0.00075458 | 18.6489 | 2.4932 | 14.959 | 39.9756 | 5.3443 | 32.066 | 35.6609 | 4.2675 | 22.0989 | 18.6489 | 2.4932 | 14.959 | 42.8575 | 5.7296 | 34.3777 | 38.2318 | 4.5752 | 23.6921 | 24.7819 | 3.3131 | 39.7571 | 56.952 | 7.6139 | 91.3668 | 50.8049 | 6.0798 | 62.9672
VA | INSIG | MUNICIPAL | Gladstone STP | VA0061247 | 001 | 1.0135 | 1.352% | 0.0043424 | 0.0044011 | 18.6489 | 2.4932 | 14.959 | 247.8487 | 33.1349 | 198.8092 | 168.304 | 20.0215 | 77.136 | 18.6489 | 2.4932 | 14.959 | 249.9653 | 33.4178 | 200.5069 | 169.7413 | 20.1925 | 77.7947 | 26.3435 | 3.5219 | 42.2624 | 353.1022 | 47.2062 | 566.4742 | 239.7774 | 28.5241 | 219.7865
VA | INSIG | MUNICIPAL | Glascoe Linwood T Residence Lot 1 | VAG406214 | 001 | 1.1098 | 10.98% | 0.00070038 | 0.0007773 | 18.6489 | 2.4932 | 14.959 | 39.9756 | 5.3443 | 32.066 | 27.9796 | 4.7953 | 19.883 | 18.6489 | 2.4932 | 14.959 | 44.1477 | 5.9021 | 35.4126 | 30.8997 | 5.2958 | 21.9581 | 24.0577 | 3.2163 | 38.5952 | 56.952 | 7.6139 | 91.3668 | 39.8616 | 6.8318 | 56.6533
VA | INSIG | MUNICIPAL | Glasgow Robert Residence | VAG406292 | 001 | 1.083 | 8.299% | 0.00070038 | 0.00075851 | 18.6489 | 2.4932 | 14.959 | 39.9756 | 5.3443 | 32.066 | 22.5599 | 2.9328 | 4.4319 | 18.6489 | 2.4932 | 14.959 | 43.0804 | 5.7594 | 34.5564 | 24.312 | 3.1605 | 4.7761 | 24.6537 | 3.296 | 39.5515 | 56.952 | 7.6139 | 91.3668 | 32.1403 | 4.1782 | 12.6279
VA | INSIG | MUNICIPAL | Glasgow STP | VA0083712 | 001 | 0.99879 | -0.1206% | 0.34669 | 0.34627 | 18.6489 | 2.4932 | 14.959 | 19787.9237 | 2645.4443 | 15872.666 | 11414.9855 | 1593.1417 | 5577.3222 | 18.6489 | 2.4932 | 14.959 | 19666.9813 | 2629.2756 | 15775.6535 | 11345.218 | 1583.4045 | 5543.234 | 26.7319 | 3.5738 | 42.8854 | 28191.2261 | 3768.8805 | 45226.566 | 16262.5672 | 2269.6983 | 15891.6674
VA | INSIG | MUNICIPAL | Glen Oaks Subdivision Lot 11 | VAG407250 | 001 | 1.0094 | 0.9385% | 0.00070038 | 0.00070696 | 18.6489 | 2.4932 | 14.959 | 39.9756 | 5.3443 | 32.066 | 14.2425 | 2.5731 | 6.8722 | 18.6489 | 2.4932 | 14.959 | 40.1526 | 5.368 | 32.208 | 14.3056 | 2.5845 | 6.9027 | 26.4514 | 3.5363 | 42.4354 | 56.952 | 7.6139 | 91.3668 | 20.2909 | 3.6659 | 19.5813
VA | INSIG | MUNICIPAL | Glen Oaks Subdivision Lot 12 | VAG407251 | 001 | 1.0094 | 0.9385% | 0.00070038 | 0.00070696 | 18.6489 | 2.4932 | 14.959 | 39.9756 | 5.3443 | 32.066 | 14.2425 | 2.5731 | 6.8722 | 18.6489 | 2.4932 | 14.959 | 40.1526 | 5.368 | 32.208 | 14.3056 | 2.5845 | 6.9027 | 26.4514 | 3.5363 | 42.4354 | 56.952 | 7.6139 | 91.3668 | 20.2909 | 3.6659 | 19.5813
VA | INSIG | MUNICIPAL | Glen Wilton Town | VA0089273 | 001 | 1.0413 | 4.13% | 0.014008 | 0.014586 | 18.6489 | 2.4932 | 14.959 | 799.5121 | 106.8866 | 641.3198 | 423.9221 | 61.6479 | 184.1384 | 18.6489 | 2.4932 | 14.959 | 828.4453 | 110.7547 | 664.5283 | 439.2632 | 63.8788 | 190.8021 | 25.6406 | 3.4279 | 41.1347 | 1139.0394 | 152.278 | 1827.336 | 603.9484 | 87.8278 | 524.6721
VA | INSIG | MUNICIPAL | Glenmore STP | VA0086584 | 001 | 1.1118 | 11.18% | 0.070038 | 0.077869 | 18.6489 | 2.4932 | 14.959 | 3997.5603 | 534.4332 | 3206.5992 | 3205.9839 | 402.4268 | 1530.4225 | 18.6489 | 2.4932 | 14.959 | 4422.6947 | 591.2693 | 3547.6161 | 3546.9353 | 445.2243 | 1693.1806 | 24.0146 | 3.2105 | 38.5261 | 5695.1972 | 761.39 | 9136.68 | 4567.4634 | 573.3247 | 4360.6886
VA | INSIG | MUNICIPAL | Glenwood Mobile Home Park | VA0068934 | 001 | 1.3795 | 37.95% | 0.021012 | 0.028986 | 18.6489 | 2.4932 | 14.959 | 1199.2681 | 160.33 | 961.9798 | 913.9897 | 70.5933 | 100.4844 | 18.6489 | 2.4932 | 14.959 | 1646.2748 | 220.0902 | 1320.5413 | 1254.6637 | 96.9058 | 137.9382 | 19.3545 | 2.5875 | 31.0499 | 1708.5592 | 228.417 | 2741.004 | 1302.1321 | 100.5721 | 286.3138
VA | INSIG | MUNICIPAL | GLH Farms LLC | VAG408325 | 001 | 1.0674 | 6.737% | 0.00070038 | 0.00074757 | 18.6489 | 2.4932 | 14.959 | 39.9756 | 5.3443 | 32.066 | 28.45 | 4.3524 | 24.9865 | 18.6489 | 2.4932 | 14.959 | 42.459 | 5.6763 | 34.058 | 30.2174 | 4.6228 | 26.5387 | 25.0145 | 3.3442 | 40.1303 | 56.952 | 7.6139 | 91.3668 | 40.5319 | 6.2007 | 71.1949
VA | INSIG | MUNICIPAL | Gmitter John Residence | VAG406236 | 001 | 1.083 | 8.299% | 0.00070038 | 0.00075851 | 18.6489 | 2.4932 | 14.959 | 39.9756 | 5.3443 | 32.066 | 23.1831 | 2.8315 | 3.7356 | 18.6489 | 2.4932 | 14.959 | 43.0804 | 5.7594 | 34.5564 | 24.9837 | 3.0515 | 4.0257 | 24.6537 | 3.296 | 39.5515 | 56.952 | 7.6139 | 91.3668 | 33.0283 | 4.034 | 10.6439
VA | INSIG | MUNICIPAL | Godfrey, Karen & Robert Residence | VAG401695 | 001 | 1.1137 | 11.37% | 0.00070038 | 0.00078004 | 18.6489 | 2.4932 | 14.959 | 39.9756 | 5.3443 | 32.066 | 30.9691 | 3.8319 | 18.9688 | 18.6489 | 2.4932 | 14.959 | 44.3037 | 5.923 | 35.5377 | 34.3221 | 4.2468 | 21.0226 | 23.973 | 3.2049 | 38.4593 | 56.952 | 7.6139 | 91.3668 | 44.1208 | 5.4592 | 54.0486
VA | INSIG | MUNICIPAL | Gong James Residence Lot 7 | VAG408308 | 001 | 1.1137 | 11.37% | 0.00070038 | 0.00078004 | 18.6489 | 2.4932 | 14.959 | 39.9756 | 5.3443 | 32.066 | 33.3572 | 3.7293 | 17.5855 | 18.6489 | 2.4932 | 14.959 | 44.3037 | 5.923 | 35.5377 | 36.9688 | 4.1331 | 19.4895 | 23.973 | 3.2049 | 38.4593 | 56.952 | 7.6139 | 91.3668 | 47.523 | 5.3131 | 50.1071
VA | INSIG | MUNICIPAL | Gong James Residence Lot 8 | VAG401630 | 001 | 1.1137 | 11.37% | 0.00070038 | 0.00078004 | 18.6489 | 2.4932 | 14.959 | 39.9756 | 5.3443 | 32.066 | 33.3572 | 3.7293 | 17.5855 | 18.6489 | 2.4932 | 14.959 | 44.3037 | 5.923 | 35.5377 | 36.9688 | 4.1331 | 19.4895 | 23.973 | 3.2049 | 38.4593 | 56.952 | 7.6139 | 91.3668 | 47.523 | 5.3131 | 50.1071
VA | INSIG | MUNICIPAL | Gooding Daniel W - Residence | VAG406260 | 001 | 1.083 | 8.299% | 0.00070038 | 0.00075851 | 18.6489 | 2.4932 | 14.959 | 39.9756 | 5.3443 | 32.066 | 11.4723 | 1.6569 | 0.90653 | 18.6489 | 2.4932 | 14.959 | 43.0804 | 5.7594 | 34.5564 | 12.3633 | 1.7856 | 0.97693 | 24.6537 | 3.296 | 39.5515 | 56.952 | 7.6139 | 91.3668 | 16.3442 | 2.3605 | 2.583
VA | INSIG | MUNICIPAL | Goodwin Timothy R Residence | VAG401656 | 001 | 0.99286 | -0.7145% | 0.00070038 | 0.00069538 | 18.6489 | 2.4932 | 14.959 | 39.9756 | 5.3443 | 32.066 | 30.5142 | 4.0078 | 17.3771 | 18.6489 | 2.4932 | 14.959 | 39.495 | 5.2801 | 31.6805 | 30.1474 | 3.9596 | 17.1682 | 26.8918 | 3.5952 | 43.1419 | 56.952 | 7.6139 | 91.3668 | 43.4727 | 5.7097 | 49.5132
VA | INSIG | MUNICIPAL | Goose Creek Industrial Park WWTP | VA0080993 | 001 | 1.147 | 14.7% | 0.0070038 | 0.0080337 | 18.6489 | 2.4932 | 14.959 | 399.756 | 53.4433 | 320.6599 | 306.5264 | 35.2076 | 167.0812 | 18.6489 | 2.4932 | 14.959 | 456.2865 | 61.0009 | 366.0052 | 349.8731 | 40.1864 | 190.7086 | 23.2769 | 3.1119 | 37.3426 | 569.5197 | 76.139 | 913.668 | 436.6984 | 50.1591 | 476.0705
VA | INSIG | MUNICIPAL | Gordon Frank Residence | VAG408187 | 001 | 1.0674 | 6.737% | 0.00070038 | 0.00074757 | 18.6489 | 2.4932 | 14.959 | 39.9756 | 5.3443 | 32.066 | 31.0155 | 4.2525 | 17.2348 | 18.6489 | 2.4932 | 14.959 | 42.459 | 5.6763 | 34.058 | 32.9422 | 4.5167 | 18.3054 | 25.0145 | 3.3442 | 40.1303 | 56.952 | 7.6139 | 91.3668 | 44.1868 | 6.0584 | 49.1077
VA | INSIG | MUNICIPAL | Gordon Mary Lou Residence | VAG401407 | 001 | 1.0478 | 4.78% | 0.00070038 | 0.00073386 | 18.6489 | 2.4932 | 14.959 | 39.9756 | 5.3443 | 32.066 | 16.8449 | 4.4549 | 24.0801 | 18.6489 | 2.4932 | 14.959 | 41.6808 | 5.5723 | 33.4338 | 17.5634 | 4.6449 | 25.1073 | 25.4816 | 3.4066 | 40.8796 | 56.952 | 7.6139 | 91.3668 | 23.9984 | 6.3467 | 68.6123
VA | INSIG | MUNICIPAL | Gough Jr Ransdall - Residence | VAG406354 | 001 | 1.083 | 8.299% | 0.00070038 | 0.00075851 | 18.6489 | 2.4932 | 14.959 | 39.9756 | 5.3443 | 32.066 | 13.0764 | 0.39154 | 0.14864 | 18.6489 | 2.4932 | 14.959 | 43.0804 | 5.7594 | 34.5564 | 14.092 | 0.42195 | 0.16018 | 24.6537 | 3.296 | 39.5515 | 56.952 | 7.6139 | 91.3668 | 18.6296 | 0.55781 | 0.42352
VA | INSIG | MUNICIPAL | Gray James and Pamela Residence | VAG408288 | 001 | 0.99286 | -0.7145% | 0.00070038 | 0.00069538 | 18.6489 | 2.4932 | 14.959 | 39.9756 | 5.3443 | 32.066 | 23.9372 | 3.6686 | 21.5238 | 18.6489 | 2.4932 | 14.959 | 39.495 | 5.2801 | 31.6805 | 23.6495 | 3.6245 | 21.2651 | 26.8918 | 3.5952 | 43.1419 | 56.952 | 7.6139 | 91.3668 | 34.1026 | 5.2266 | 61.3286
VA | INSIG | MUNICIPAL | Grays Creek Marina and Restaurant | VA0091308 | 001 | 1.004 | 0.3964% | 0.0039221 | 0.0039377 | 18.6489 | 2.4932 | 14.959 | 223.8634 | 29.9283 | 179.5696 | 205.9326 | 17.0491 | 38.9926 | 18.6489 | 2.4932 | 14.959 | 223.6468 | 29.8993 | 179.3958 | 205.7334 | 17.0326 | 38.9549 | 26.5942 | 3.5554 | 42.6645 | 318.931 | 42.6378 | 511.6541 | 293.3856 | 24.2893 | 111.1031
VA | INSIG | MUNICIPAL | Greatland Farm -Lake Section-Lot 9 | VAG401653 | 001 | 1.0774 | 7.738% | 0.00070038 | 0.00075458 | 18.6489 | 2.4932 | 14.959 | 39.9756 | 5.3443 | 32.066 | 38.1591 | 3.9471 | 18.6246 | 18.6489 | 2.4932 | 14.959 | 42.8575 | 5.7296 | 34.3777 | 40.9101 | 4.2316 | 19.9673 | 24.7819 | 3.3131 | 39.7571 | 56.952 | 7.6139 | 91.3668 | 54.364 | 5.6233 | 53.0678
VA | INSIG | MUNICIPAL | Greatland Farms Lot 2 | VAG401367 | 001 | 1.0774 | 7.738% | 0.00070038 | 0.00075458 | 18.6489 | 2.4932 | 14.959 | 39.9756 | 5.3443 | 32.066 | 38.1591 | 3.9471 | 18.6246 | 18.6489 | 2.4932 | 14.959 | 42.8575 | 5.7296 | 34.3777 | 40.9101 | 4.2316 | 19.9673 | 24.7819 | 3.3131 | 39.7571 | 56.952 | 7.6139 | 91.3668 | 54.364 | 5.6233 | 53.0678
VA | INSIG | MUNICIPAL | Green Jeremy B Residence | VAG406525 | 001 | 1.1098 | 10.98% | 0.00070038 | 0.0007773 | 18.6489 | 2.4932 | 14.959 | 39.9756 | 5.3443 | 32.066 | 27.7251 | 5.2832 | 22.9886 | 18.6489 | 2.4932 | 14.959 | 44.1477 | 5.9021 | 35.4126 | 30.6187 | 5.8346 | 25.3878 | 24.0577 | 3.2163 | 38.5952 | 56.952 | 7.6139 | 91.3668 | 39.4991 | 7.5268 | 65.5023
VA | INSIG | MUNICIPAL | Green, Jesse Earnest Residence | VAG401862 | 001 | 1.0674 | 6.737% | 0.00070038 | 0.00074757 | 18.6489 | 2.4932 | 14.959 | 39.9756 | 5.3443 | 32.066 | 21.7179 | 3.1938 | 11.9024 | 18.6489 | 2.4932 | 14.959 | 42.459 | 5.6763 | 34.058 | 23.067 | 3.3923 | 12.6418 | 25.0145 | 3.3442 | 40.1303 | 56.952 | 7.6139 | 91.3668 | 30.9408 | 4.5502 | 33.9139
VA | INSIG | MUNICIPAL | Greenawalt Kimberlee Residence Lot 2 | VAG408106 | 001 | 1.0674 | 6.737% | 0.00070038 | 0.00074757 | 18.6489 | 2.4932 | 14.959 | 39.9756 | 5.3443 | 32.066 | 28.45 | 4.3524 | 24.9865 | 18.6489 | 2.4932 | 14.959 | 42.459 | 5.6763 | 34.058 | 30.2174 | 4.6228 | 26.5387 | 25.0145 | 3.3442 | 40.1303 | 56.952 | 7.6139 | 91.3668 | 40.5319 | 6.2007 | 71.1949
VA | INSIG | MUNICIPAL | Greene County WWTF | VPA01547 | 001 | 1.169 | 16.9% |  | 0.18 | 18.7 | 2.5 | 30 | 10251.355 | 1370.502 | 16446.024 | 8670.9491 | 1466.2632 | 9714.0492 | 18.7 | 2.5 | 30 | 10251.355 | 1370.502 | 16446.024 | 8670.9491 | 1466.2632 | 9714.0492 | 18.7 | 2.5 | 30 | 10251.355 | 1370.502 | 16446.024 | 8670.9491 | 1466.2632 | 9714.0492
VA | INSIG | MUNICIPAL | Greens Corner WWTP | VA0092002 | 001 | 1.1098 | 10.98% | 1.0506 | 1.1659 | 18.6489 | 2.4932 | 14.959 | 59963.405 | 8016.498 | 48098.988 | 44252.3179 | 7924.8421 | 34482.9195 | 18.6489 | 2.4932 | 14.959 | 66221.5584 | 8853.1495 | 53118.8971 | 48870.7646 | 8751.9278 | 38081.7711 | 24.0577 | 3.2163 | 38.5952 | 85427.958 | 11420.85 | 137050.2 | 63044.8713 | 11290.2707 | 98253.4395
VA | INSIG | MUNICIPAL | Greenville WWTP | VA0090417 | 001 | 1.0478 | 4.78% | 0.1751 | 0.18347 | 18.6489 | 2.4932 | 14.959 | 9993.9008 | 1336.083 | 8016.498 | 2750.9726 | 1079.0823 | 5878.4423 | 18.6489 | 2.4932 | 14.959 | 10420.1911 | 1393.0737 | 8358.4421 | 2868.3155 | 1125.1106 | 6129.1876 | 25.4816 | 3.4066 | 40.8796 | 14237.993 | 1903.475 | 22841.7 | 3919.2233 | 1537.3343 | 16749.66
VA | INSIG | MUNICIPAL | Gregg Flippen Rental Properties | VAG407316 | 001 | 1.0569 | 5.688% | 0.00070038 | 0.00074022 | 18.6489 | 2.4932 | 14.959 | 39.9756 | 5.3443 | 32.066 | 22.9029 | 2.8051 | 3.6327 | 18.6489 | 2.4932 | 14.959 | 42.0419 | 5.6206 | 33.7234 | 24.0867 | 2.9501 | 3.8205 | 25.2627 | 3.3774 | 40.5284 | 56.952 | 7.6139 | 91.3668 | 32.629 | 3.9964 | 10.3509
VA | INSIG | MUNICIPAL | Groark Edward C Residence | VAG406098 | 001 | 1.0658 | 6.585% | 0.00070038 | 0.0007465 | 18.6489 | 2.4932 | 14.959 | 39.9756 | 5.3443 | 32.066 | 30.838 | 2.9648 | 16.5489 | 18.6489 | 2.4932 | 14.959 | 42.3986 | 5.6683 | 34.0096 | 32.7071 | 3.1445 | 17.552 | 25.0502 | 3.349 | 40.1874 | 56.952 | 7.6139 | 91.3668 | 43.9339 | 4.2239 | 47.1534
VA | INSIG | MUNICIPAL | Groger, James M Residence | VAG401819 | 001 | 1.0326 | 3.261% | 0.00070038 | 0.00072322 | 18.6489 | 2.4932 | 14.959 | 39.9756 | 5.3443 | 32.066 | 22.7105 | 2.9257 | 12.7111 | 18.6489 | 2.4932 | 14.959 | 41.0765 | 5.4915 | 32.9491 | 23.3359 | 3.0063 | 13.0611 | 25.8564 | 3.4567 | 41.4809 | 56.952 | 7.6139 | 91.3668 | 32.3549 | 4.1682 | 36.2181
VA | INSIG | MUNICIPAL | Grottoes STP | VA0065374 | 001 | 1.0674 | 6.737% | 0.28015 | 0.29903 | 18.6489 | 2.4932 | 14.959 | 15990.2413 | 2137.7328 | 12826.3968 | 12010.8042 | 1731.3622 | 6900.7516 | 18.6489 | 2.4932 | 14.959 | 16983.5968 | 2270.5343 | 13623.206 | 12756.9467 | 1838.9189 | 7329.4443 | 25.0145 | 3.3442 | 40.1303 | 22780.7888 | 3045.56 | 36546.72 | 17111.4112 | 2466.6167 | 19662.5632
VA | INSIG | MUNICIPAL | Grove Hill Elementary School | VA0081001 | 001 | 0.99286 | -0.7145% | 0.0029416 | 0.0029206 | 18.6489 | 2.4932 | 14.959 | 167.8975 | 22.4462 | 134.6772 | 128.1598 | 16.8326 | 72.9838 | 18.6489 | 2.4932 | 14.959 | 165.8791 | 22.1764 | 133.0581 | 126.6191 | 16.6302 | 72.1064 | 26.8918 | 3.5952 | 43.1419 | 239.1983 | 31.9784 | 383.7406 | 182.5852 | 23.9808 | 207.9554
VA | INSIG | MUNICIPAL | Grove Thomas R Residence | VAG408279 | 001 | 1.1137 | 11.37% | 0.00070038 | 0.00078004 | 18.6489 | 2.4932 | 14.959 | 39.9756 | 5.3443 | 32.066 | 28.7959 | 4.0831 | 18.1167 | 18.6489 | 2.4932 | 14.959 | 44.3037 | 5.923 | 35.5377 | 31.9136 | 4.5252 | 20.0782 | 23.973 | 3.2049 | 38.4593 | 56.952 | 7.6139 | 91.3668 | 41.0246 | 5.8171 | 51.6207
VA | INSIG | MUNICIPAL | Grove, Bradford L Residence | VAG401827 | 001 | 1.1137 | 11.37% | 0.00070038 | 0.00078004 | 18.6489 | 2.4932 | 14.959 | 39.9756 | 5.3443 | 32.066 | 25.4443 | 2.3553 | 6.3396 | 18.6489 | 2.4932 | 14.959 | 44.3037 | 5.923 | 35.5377 | 28.1991 | 2.6103 | 7.026 | 23.973 | 3.2049 | 38.4593 | 56.952 | 7.6139 | 91.3668 | 36.2496 | 3.3555 | 18.0637
VA | INSIG | MUNICIPAL | Gruentzel Residence | VAG407213 | 001 | 1.0569 | 5.688% | 0.00070038 | 0.00074022 | 18.6489 | 2.4932 | 14.959 | 39.9756 | 5.3443 | 32.066 | 22.7362 | 3.2924 | 5.3202 | 18.6489 | 2.4932 | 14.959 | 42.0419 | 5.6206 | 33.7234 | 23.9114 | 3.4626 | 5.5952 | 25.2627 | 3.3774 | 40.5284 | 56.952 | 7.6139 | 91.3668 | 32.3915 | 4.6906 | 15.159
VA | INSIG | MUNICIPAL | Gum Spring Sewage Treatment Plant | VA0090409 | 001 | 1.0763 | 7.634% | 0.011206 | 0.012062 | 18.6489 | 2.4932 | 14.959 | 639.6097 | 85.5093 | 513.0559 | 299.5531 | 40.1306 | 118.647 | 18.6489 | 2.4932 | 14.959 | 685.0573 | 91.5852 | 549.5112 | 320.8379 | 42.9821 | 127.0775 | 24.8059 | 3.3163 | 39.7956 | 911.2316 | 121.8224 | 1461.8688 | 426.7637 | 57.1728 | 338.0651
VA | INSIG | MUNICIPAL | Gunston Elementary School | VA0023299 | 001 | 1.0658 | 6.585% | 0.0042023 | 0.004479 | 18.6489 | 2.4932 | 14.959 | 239.8536 | 32.066 | 192.396 | 198.5971 | 25.7698 | 89.0174 | 18.6489 | 2.4932 | 14.959 | 254.3918 | 34.0096 | 204.0576 | 210.6346 | 27.3318 | 94.413 | 25.0502 | 3.349 | 40.1874 | 341.7118 | 45.6834 | 548.2008 | 282.935 | 36.7134 | 253.6406
VA | INSIG | MUNICIPAL | Haack, Michael S & Tina C Residence | VAG401495 | 001 | 1.1137 | 11.37% | 0.00070038 | 0.00078004 | 18.6489 | 2.4932 | 14.959 | 39.9756 | 5.3443 | 32.066 | 26.7538 | 4.0831 | 18.1167 | 18.6489 | 2.4932 | 14.959 | 44.3037 | 5.923 | 35.5377 | 29.6504 | 4.5252 | 20.0782 | 23.973 | 3.2049 | 38.4593 | 56.952 | 7.6139 | 91.3668 | 38.1153 | 5.8171 | 51.6207
VA | INSIG | MUNICIPAL | Haines Carl D Residence | VAG401370 | 001 | 1.1137 | 11.37% | 0.00070038 | 0.00078004 | 18.6489 | 2.4932 | 14.959 | 39.9756 | 5.3443 | 32.066 | 33.3572 | 3.7293 | 17.5855 | 18.6489 | 2.4932 | 14.959 | 44.3037 | 5.923 | 35.5377 | 36.9688 | 4.1331 | 19.4895 | 23.973 | 3.2049 | 38.4593 | 56.952 | 7.6139 | 91.3668 | 47.523 | 5.3131 | 50.1071
VA | INSIG | MUNICIPAL | Haines Donnie D Residence | VAG408085 | 001 | 1.1137 | 11.37% | 0.00070038 | 0.00078004 | 18.6489 | 2.4932 | 14.959 | 39.9756 | 5.3443 | 32.066 | 34.4228 | 2.7382 | 9.6968 | 18.6489 | 2.4932 | 14.959 | 44.3037 | 5.923 | 35.5377 | 38.1497 | 3.0347 | 10.7467 | 23.973 | 3.2049 | 38.4593 | 56.952 | 7.6139 | 91.3668 | 49.041 | 3.9011 | 27.6295
VA | INSIG | MUNICIPAL | Haines Philip and Janet Residence | VAG401502 | 001 | 1.1137 | 11.37% | 0.00070038 | 0.00078004 | 18.6489 | 2.4932 | 14.959 | 39.9756 | 5.3443 | 32.066 | 34.4228 | 2.7382 | 9.6968 | 18.6489 | 2.4932 | 14.959 | 44.3037 | 5.923 | 35.5377 | 38.1497 | 3.0347 | 10.7467 | 23.973 | 3.2049 | 38.4593 | 56.952 | 7.6139 | 91.3668 | 49.041 | 3.9011 | 27.6295
VA | INSIG | MUNICIPAL | Haines, Charles & Carolyn Residence | VAG401422 | 001 | 1.0326 | 3.261% | 0.00070038 | 0.00072322 | 18.6489 | 2.4932 | 14.959 | 39.9756 | 5.3443 | 32.066 | 35.3562 | 4.0782 | 19.8851 | 18.6489 | 2.4932 | 14.959 | 41.0765 | 5.4915 | 32.9491 | 36.3299 | 4.1905 | 20.4328 | 25.8564 | 3.4567 | 41.4809 | 56.952 | 7.6139 | 91.3668 | 50.3709 | 5.81 | 56.6594
VA | INSIG | MUNICIPAL | Hale and White Offices | VAG406424 | 001 | 1.0763 | 7.634% | 0.00070038 | 0.00075385 | 18.6489 | 2.4932 | 14.959 | 39.9756 | 5.3443 | 32.066 | 19.6978 | 2.5082 | 7.4154 | 18.6489 | 2.4932 | 14.959 | 42.8161 | 5.7241 | 34.3445 | 21.0974 | 2.6864 | 7.9423 | 24.8059 | 3.3163 | 39.7956 | 56.952 | 7.6139 | 91.3668 | 28.0628 | 3.5733 | 21.1291
VA | INSIG | MUNICIPAL | Hales Corner | VAG408127 | 001 | 1.1137 | 11.37% | 0.00070038 | 0.00078004 | 18.6489 | 2.4932 | 14.959 | 39.9756 | 5.3443 | 32.066 | 33.5023 | 2.7382 | 9.6968 | 18.6489 | 2.4932 | 14.959 | 44.3037 | 5.923 | 35.5377 | 37.1295 | 3.0347 | 10.7467 | 23.973 | 3.2049 | 38.4593 | 56.952 | 7.6139 | 91.3668 | 47.7296 | 3.9011 | 27.6295
VA | INSIG | MUNICIPAL | Hall II Jerry C - Residence | VAG406380 | 001 | 1.3246 | 32.46% | 0.00070038 | 0.00092774 | 18.6489 | 2.4932 | 14.959 | 39.9756 | 5.3443 | 32.066 | 34.8076 | 4.2308 | 12.2202 | 18.6489 | 2.4932 | 14.959 | 52.6922 | 7.0444 | 42.2665 | 45.8802 | 5.5766 | 16.1075 | 20.1565 | 2.6947 | 32.3367 | 56.952 | 7.6139 | 91.3668 | 49.5892 | 6.0275 | 34.8194
VA | INSIG | MUNICIPAL | Hall Ronald W Residence | VAG406330 | 001 | 1.083 | 8.299% | 0.00070038 | 0.00075851 | 18.6489 | 2.4932 | 14.959 | 39.9756 | 5.3443 | 32.066 | 21.8129 | 2.8315 | 3.7356 | 18.6489 | 2.4932 | 14.959 | 43.0804 | 5.7594 | 34.5564 | 23.507 | 3.0515 | 4.0257 | 24.6537 | 3.296 | 39.5515 | 56.952 | 7.6139 | 91.3668 | 31.0761 | 4.034 | 10.6439
VA | INSIG | MUNICIPAL | Hallman Gary O Residence | VAG406253 | 001 | 1.083 | 8.299% | 0.00070038 | 0.00075851 | 18.6489 | 2.4932 | 14.959 | 39.9756 | 5.3443 | 32.066 | 22.5599 | 2.9328 | 4.4319 | 18.6489 | 2.4932 | 14.959 | 43.0804 | 5.7594 | 34.5564 | 24.312 | 3.1605 | 4.7761 | 24.6537 | 3.296 | 39.5515 | 56.952 | 7.6139 | 91.3668 | 32.1403 | 4.1782 | 12.6279
VA | INSIG | MUNICIPAL | Hamilton Holmes Wastewater Treatment Plant | VA0023914 | 001 | 1.0705 | 7.053% | 0.014008 | 0.014996 | 18.6489 | 2.4932 | 14.959 | 799.5121 | 106.8866 | 641.3198 | 588.0955 | 48.5996 | 93.7674 | 18.6489 | 2.4932 | 14.959 | 851.6956 | 113.863 | 683.1783 | 626.48 | 51.7716 | 99.8875 | 24.9406 | 3.3343 | 40.0117 | 1139.0394 | 152.278 | 1827.336 | 837.841 | 69.2383 | 267.1748
VA | INSIG | MUNICIPAL | Hamilton Sewage Treatment Plant | VA0020974 | 001 | 1.147 | 14.7% | 0.11206 | 0.12854 | 18.6489 | 2.4932 | 14.959 | 6396.0965 | 855.0931 | 5130.5587 | 4294.3709 | 531.3439 | 1800.4061 | 18.6489 | 2.4932 | 14.959 | 7300.5845 | 976.014 | 5856.0838 | 4901.6486 | 606.4826 | 2055.006 | 23.2769 | 3.1119 | 37.3426 | 9112.3155 | 1218.224 | 14618.688 | 6118.0537 | 756.9888 | 5129.9628
VA | INSIG | MUNICIPAL | Hamilton William C Residence | VAG401403 | 001 | 1.0326 | 3.261% | 0.00070038 | 0.00072322 | 18.6489 | 2.4932 | 14.959 | 39.9756 | 5.3443 | 32.066 | 35.7815 | 4.0782 | 19.8851 | 18.6489 | 2.4932 | 14.959 | 41.0765 | 5.4915 | 32.9491 | 36.7669 | 4.1905 | 20.4328 | 25.8564 | 3.4567 | 41.4809 | 56.952 | 7.6139 | 91.3668 | 50.9768 | 5.81 | 56.6594
VA | INSIG | MUNICIPAL | Hammack William & Cee Ann Residence | VAG401852 | 001 | 1.0774 | 7.738% | 0.00070038 | 0.00075458 | 18.6489 | 2.4932 | 14.959 | 39.9756 | 5.3443 | 32.066 | 37.7297 | 3.8968 | 19.0003 | 18.6489 | 2.4932 | 14.959 | 42.8575 | 5.7296 | 34.3777 | 40.4497 | 4.1777 | 20.3701 | 24.7819 | 3.3131 | 39.7571 | 56.952 | 7.6139 | 91.3668 | 53.7523 | 5.5516 | 54.1384
VA | INSIG | MUNICIPAL | Hampton Raymond L and Michelle B Residence | VAG401355 | 001 | 1.0326 | 3.261% | 0.00070038 | 0.00072322 | 18.6489 | 2.4932 | 14.959 | 39.9756 | 5.3443 | 32.066 | 34.4323 | 4.0782 | 19.8851 | 18.6489 | 2.4932 | 14.959 | 41.0765 | 5.4915 | 32.9491 | 35.3806 | 4.1905 | 20.4328 | 25.8564 | 3.4567 | 41.4809 | 56.952 | 7.6139 | 91.3668 | 49.0546 | 5.81 | 56.6594
VA | INSIG | MUNICIPAL | Hangen Joaquin Residence-Lot 23 | VAG401568 | 001 | 1.0774 | 7.738% | 0.00070038 | 0.00075458 | 18.6489 | 2.4932 | 14.959 | 39.9756 | 5.3443 | 32.066 | 37.7297 | 3.8968 | 19.0003 | 18.6489 | 2.4932 | 14.959 | 42.8575 | 5.7296 | 34.3777 | 40.4497 | 4.1777 | 20.3701 | 24.7819 | 3.3131 | 39.7571 | 56.952 | 7.6139 | 91.3668 | 53.7523 | 5.5516 | 54.1384
VA | INSIG | MUNICIPAL | Hanger, Susan F Residence | VAG401498 | 001 | 1.0478 | 4.78% | 0.00070038 | 0.00073386 | 18.6489 | 2.4932 | 14.959 | 39.9756 | 5.3443 | 32.066 | 18.8479 | 4.3163 | 23.5138 | 18.6489 | 2.4932 | 14.959 | 41.6808 | 5.5723 | 33.4338 | 19.6518 | 4.5004 | 24.5168 | 25.4816 | 3.4066 | 40.8796 | 56.952 | 7.6139 | 91.3668 | 26.8519 | 6.1493 | 66.9986
VA | INSIG | MUNICIPAL | Hanna Mark E Residence | VAG406056 | 001 | 1.1396 | 13.96% | 0.00070038 | 0.00079815 | 18.6489 | 2.4932 | 14.959 | 39.9756 | 5.3443 | 32.066 | 30.728 | 4.8628 | 15.7932 | 18.6489 | 2.4932 | 14.959 | 45.3318 | 6.0604 | 36.3624 | 34.8452 | 5.5143 | 17.9093 | 23.4293 | 3.1323 | 37.5871 | 56.952 | 7.6139 | 91.3668 | 43.7772 | 6.9278 | 45.0002
VA | INSIG | MUNICIPAL | Hanover Community Center | VAG404137 | 001 | 1.0844 | 8.436% | 0.00070038 | 0.00075946 | 18.6489 | 2.4932 | 14.959 | 39.9756 | 5.3443 | 32.066 | 18.5269 | 2.192 | 9.0266 | 18.6489 | 2.4932 | 14.959 | 43.1348 | 5.7667 | 34.6001 | 19.9911 | 2.3653 | 9.7399 | 24.6226 | 3.2918 | 39.5015 | 56.952 | 7.6139 | 91.3668 | 26.3947 | 3.1229 | 25.7197
VA | INSIG | MUNICIPAL | Hanover Courthouse WWTP | VA0062154 | 001 | 1.1048 | 10.48% | 0.056031 | 0.061903 | 18.6489 | 2.4932 | 14.959 | 3198.0483 | 427.5466 | 2565.2794 | 2056.2723 | 131.0265 | 250.5439 | 18.6489 | 2.4932 | 14.959 | 3515.8849 | 470.0381 | 2820.2285 | 2260.634 | 144.0485 | 275.4441 | 24.1667 | 3.2308 | 38.7701 | 4556.1578 | 609.112 | 7309.344 | 2929.5059 | 186.6693 | 713.8839
VA | INSIG | MUNICIPAL | Hansford Jerad L and Jeff Residence | VAG408147 | 001 | 0.99879 | -0.1206% | 0.00070038 | 0.00069954 | 18.6489 | 2.4932 | 14.959 | 39.9756 | 5.3443 | 32.066 | 17.9988 | 3.6123 | 13.9615 | 18.6489 | 2.4932 | 14.959 | 39.7313 | 5.3117 | 31.87 | 17.8888 | 3.5902 | 13.8762 | 26.7319 | 3.5738 | 42.8854 | 56.952 | 7.6139 | 91.3668 | 25.6424 | 5.1463 | 39.7811
VA | INSIG | MUNICIPAL | Harbor View Sewage Treatment Plant | VA0029416 | 001 | 1.0658 | 6.585% | 0.056031 | 0.05972 | 18.6489 | 2.4932 | 14.959 | 3198.0483 | 427.5466 | 2565.2794 | 3198.0483 | 427.5466 | 2565.2794 | 18.6489 | 2.4932 | 14.959 | 3391.8901 | 453.4612 | 2720.7674 | 3391.8901 | 453.4612 | 2720.7674 | 25.0502 | 3.349 | 40.1874 | 4556.1578 | 609.112 | 7309.344 | 4556.1578 | 609.112 | 7309.344
VA | INSIG | MUNICIPAL | Harbour East Village WWTP | VA0028622 | 001 | 1.0982 | 9.823% | 0.063035 | 0.069227 | 18.6489 | 2.4932 | 14.959 | 3597.8043 | 480.9899 | 2885.9393 | 3539.7264 | 466.8929 | 1444.3099 | 18.6489 | 2.4932 | 14.959 | 3931.8201 | 525.6444 | 3153.8664 | 3868.3503 | 510.2387 | 1578.3979 | 24.3115 | 3.2502 | 39.0023 | 5125.6775 | 685.251 | 8223.012 | 5042.9357 | 665.1675 | 4115.3248
VA | INSIG | MUNICIPAL | Harden James and Lois Residence | VAG401474 | 001 | 0.99286 | -0.7145% | 0.00070038 | 0.00069538 | 18.6489 | 2.4932 | 14.959 | 39.9756 | 5.3443 | 32.066 | 34.781 | 4.2575 | 21.0319 | 18.6489 | 2.4932 | 14.959 | 39.495 | 5.2801 | 31.6805 | 34.3629 | 4.2063 | 20.7791 | 26.8918 | 3.5952 | 43.1419 | 56.952 | 7.6139 | 91.3668 | 49.5514 | 6.0655 | 59.9269
VA | INSIG | MUNICIPAL | Hardy Charles A Residence | VAG408055 | 001 | 1.0674 | 6.737% | 0.00070038 | 0.00074757 | 18.6489 | 2.4932 | 14.959 | 39.9756 | 5.3443 | 32.066 | 26.6966 | 4.3524 | 24.9865 | 18.6489 | 2.4932 | 14.959 | 42.459 | 5.6763 | 34.058 | 28.3551 | 4.6228 | 26.5387 | 25.0145 | 3.3442 | 40.1303 | 56.952 | 7.6139 | 91.3668 | 38.0339 | 6.2007 | 71.1949
VA | INSIG | MUNICIPAL | Hardy Donald R and Betty A Residence | VAG408229 | 001 | 1.0674 | 6.737% | 0.00070038 | 0.00074757 | 18.6489 | 2.4932 | 14.959 | 39.9756 | 5.3443 | 32.066 | 20.2736 | 3.1938 | 11.9024 | 18.6489 | 2.4932 | 14.959 | 42.459 | 5.6763 | 34.058 | 21.5331 | 3.3923 | 12.6418 | 25.0145 | 3.3442 | 40.1303 | 56.952 | 7.6139 | 91.3668 | 28.8832 | 4.5502 | 33.9139
VA | INSIG | MUNICIPAL | Hardy III Luther - Residence | VAG406362 | 001 | 1.1098 | 10.98% | 0.00070038 | 0.0007773 | 18.6489 | 2.4932 | 14.959 | 39.9756 | 5.3443 | 32.066 | 26.91 | 4.7953 | 19.883 | 18.6489 | 2.4932 | 14.959 | 44.1477 | 5.9021 | 35.4126 | 29.7185 | 5.2958 | 21.9581 | 24.0577 | 3.2163 | 38.5952 | 56.952 | 7.6139 | 91.3668 | 38.3379 | 6.8318 | 56.6533
VA | INSIG | MUNICIPAL | Harlow - Residence | VAG406401 | 001 | 1.083 | 8.299% | 0.00070038 | 0.00075851 | 18.6489 | 2.4932 | 14.959 | 39.9756 | 5.3443 | 32.066 | 22.5599 | 2.9328 | 4.4319 | 18.6489 | 2.4932 | 14.959 | 43.0804 | 5.7594 | 34.5564 | 24.312 | 3.1605 | 4.7761 | 24.6537 | 3.296 | 39.5515 | 56.952 | 7.6139 | 91.3668 | 32.1403 | 4.1782 | 12.6279
VA | INSIG | MUNICIPAL | Harlow Ernest and Shirley Residence | VAG402097 | 001 | 1.0413 | 4.13% | 0.00070038 | 0.00072931 | 18.6489 | 2.4932 | 14.959 | 39.9756 | 5.3443 | 32.066 | 16.8922 | 1.9908 | 6.6892 | 18.6489 | 2.4932 | 14.959 | 41.4223 | 5.5377 | 33.2264 | 17.5035 | 2.0628 | 6.9313 | 25.6406 | 3.4279 | 41.1347 | 56.952 | 7.6139 | 91.3668 | 24.0658 | 2.8362 | 19.0598
VA | INSIG | MUNICIPAL | Harmon Mildred - Residence | VAG406355 | 001 | 1.1098 | 10.98% | 0.00070038 | 0.0007773 | 18.6489 | 2.4932 | 14.959 | 39.9756 | 5.3443 | 32.066 | 28.1945 | 5.2832 | 22.9886 | 18.6489 | 2.4932 | 14.959 | 44.1477 | 5.9021 | 35.4126 | 31.137 | 5.8346 | 25.3878 | 24.0577 | 3.2163 | 38.5952 | 56.952 | 7.6139 | 91.3668 | 40.1677 | 7.5268 | 65.5023
VA | INSIG | MUNICIPAL | Harold Williams Residence | VAG404056 | 001 | 1.0726 | 7.264% | 0.00070038 | 0.00075126 | 18.6489 | 2.4932 | 14.959 | 39.9756 | 5.3443 | 32.066 | 19.3979 | 1.617 | 2.8869 | 18.6489 | 2.4932 | 14.959 | 42.6689 | 5.7044 | 34.2264 | 20.7048 | 1.726 | 3.0814 | 24.8915 | 3.3277 | 39.9328 | 56.952 | 7.6139 | 91.3668 | 27.6355 | 2.3037 | 8.2258
VA | INSIG | MUNICIPAL | Harrell Christie D Residence | VAG404218 | 001 | 1.0982 | 9.823% | 0.00070038 | 0.00076918 | 18.6489 | 2.4932 | 14.959 | 39.9756 | 5.3443 | 32.066 | 18.7483 | 1.0279 | 1.2447 | 18.6489 | 2.4932 | 14.959 | 43.6869 | 5.8405 | 35.043 | 20.4889 | 1.1234 | 1.3603 | 24.3115 | 3.2502 | 39.0023 | 56.952 | 7.6139 | 91.3668 | 26.7101 | 1.4645 | 3.5467
VA | INSIG | MUNICIPAL | Harrell John M Residence | VAG401454 | 001 | 1.0326 | 3.261% | 0.00070038 | 0.00072322 | 18.6489 | 2.4932 | 14.959 | 39.9756 | 5.3443 | 32.066 | 27.0012 | 2.9257 | 12.7111 | 18.6489 | 2.4932 | 14.959 | 41.0765 | 5.4915 | 32.9491 | 27.7448 | 3.0063 | 13.0611 | 25.8564 | 3.4567 | 41.4809 | 56.952 | 7.6139 | 91.3668 | 38.4677 | 4.1682 | 36.2181
VA | INSIG | MUNICIPAL | Harris Gary Residence | VAG406224 | 001 | 1.083 | 8.299% | 0.00070038 | 0.00075851 | 18.6489 | 2.4932 | 14.959 | 39.9756 | 5.3443 | 32.066 | 14.4427 | 0.8413 | 0.53438 | 18.6489 | 2.4932 | 14.959 | 43.0804 | 5.7594 | 34.5564 | 15.5644 | 0.90664 | 0.57589 | 24.6537 | 3.296 | 39.5515 | 56.952 | 7.6139 | 91.3668 | 20.5761 | 1.1986 | 1.5226
VA | INSIG | MUNICIPAL | Harriston STP | VA0027901 | 001 | 1.0478 | 4.78% | 0.070038 | 0.073386 | 18.6489 | 2.4932 | 14.959 | 3997.5603 | 534.4332 | 3206.5992 | 2652.7213 | 420.3313 | 1868.4646 | 18.6489 | 2.4932 | 14.959 | 4168.0765 | 557.2295 | 3343.3768 | 2765.8733 | 438.2605 | 1948.164 | 25.4816 | 3.4066 | 40.8796 | 5695.1972 | 761.39 | 9136.68 | 3779.2478 | 598.8326 | 5323.8842
VA | INSIG | MUNICIPAL | Hartland Institute | VA0068951 | 001 | 0.99679 | -0.3212% | 0.01751 | 0.017453 | 18.6489 | 2.4932 | 14.959 | 999.3901 | 133.6083 | 801.6498 | 646.6875 | 136.1347 | 544.2651 | 18.6489 | 2.4932 | 14.959 | 991.2872 | 132.525 | 795.1502 | 641.4443 | 135.0309 | 539.8523 | 26.7857 | 3.581 | 42.9717 | 1423.7993 | 190.3475 | 2284.17 | 921.3151 | 193.9468 | 1550.7943
VA | INSIG | MUNICIPAL | Hartley, David L Residence | VAG401294 | 001 | 1.1137 | 11.37% | 0.00070038 | 0.00078004 | 18.6489 | 2.4932 | 14.959 | 39.9756 | 5.3443 | 32.066 | 31.9859 | 3.6122 | 15.795 | 18.6489 | 2.4932 | 14.959 | 44.3037 | 5.923 | 35.5377 | 35.4489 | 4.0033 | 17.5051 | 23.973 | 3.2049 | 38.4593 | 56.952 | 7.6139 | 91.3668 | 45.5692 | 5.1462 | 45.0053
VA | INSIG | MUNICIPAL | Hartman Joseph Residence | VAG408198 | 001 | 1.0674 | 6.737% | 0.00070038 | 0.00074757 | 18.6489 | 2.4932 | 14.959 | 39.9756 | 5.3443 | 32.066 | 22.3513 | 4.3524 | 24.9865 | 18.6489 | 2.4932 | 14.959 | 42.459 | 5.6763 | 34.058 | 23.7399 | 4.6228 | 26.5387 | 25.0145 | 3.3442 | 40.1303 | 56.952 | 7.6139 | 91.3668 | 31.8432 | 6.2007 | 71.1949
VA | INSIG | MUNICIPAL | Hartman Les and Linda Residence | VAG408231 | 001 | 1.0674 | 6.737% | 0.00070038 | 0.00074757 | 18.6489 | 2.4932 | 14.959 | 39.9756 | 5.3443 | 32.066 | 28.1707 | 4.2525 | 17.2348 | 18.6489 | 2.4932 | 14.959 | 42.459 | 5.6763 | 34.058 | 29.9208 | 4.5167 | 18.3054 | 25.0145 | 3.3442 | 40.1303 | 56.952 | 7.6139 | 91.3668 | 40.1339 | 6.0584 | 49.1077
VA | INSIG | MUNICIPAL | Hartwood Elementary School | VA0060348 | 001 | 1.3246 | 32.46% | 0.005463 | 0.0072364 | 18.6489 | 2.4932 | 14.959 | 311.8097 | 41.6858 | 250.1147 | 225.9057 | 34.4881 | 152.482 | 18.6489 | 2.4932 | 14.959 | 410.9995 | 54.9465 | 329.6788 | 297.7686 | 45.4591 | 200.9881 | 20.1565 | 2.6947 | 32.3367 | 444.2254 | 59.3884 | 712.661 | 321.8406 | 49.1341 | 434.4727
VA | INSIG | MUNICIPAL | Harvey-Reichard Catherine Residence | VAG408380 | 001 | 1.0326 | 3.261% | 0.00070038 | 0.00072322 | 18.6489 | 2.4932 | 14.959 | 39.9756 | 5.3443 | 32.066 | 32.9787 | 4.0782 | 19.8851 | 18.6489 | 2.4932 | 14.959 | 41.0765 | 5.4915 | 32.9491 | 33.8869 | 4.1905 | 20.4328 | 25.8564 | 3.4567 | 41.4809 | 56.952 | 7.6139 | 91.3668 | 46.9837 | 5.81 | 56.6594
VA | INSIG | MUNICIPAL | Haught Howard L Residence | VAG406301 | 001 | 1.1098 | 10.98% | 0.00070038 | 0.0007773 | 18.6489 | 2.4932 | 14.959 | 39.9756 | 5.3443 | 32.066 | 28.1945 | 5.2832 | 22.9886 | 18.6489 | 2.4932 | 14.959 | 44.1477 | 5.9021 | 35.4126 | 31.137 | 5.8346 | 25.3878 | 24.0577 | 3.2163 | 38.5952 | 56.952 | 7.6139 | 91.3668 | 40.1677 | 7.5268 | 65.5023
VA | INSIG | MUNICIPAL | Hawkins Roger D Residence | VAG406058 | 001 | 1.1396 | 13.96% | 0.00070038 | 0.00079815 | 18.6489 | 2.4932 | 14.959 | 39.9756 | 5.3443 | 32.066 | 11.6371 | 2.806 | 3.6759 | 18.6489 | 2.4932 | 14.959 | 45.3318 | 6.0604 | 36.3624 | 13.1963 | 3.182 | 4.1684 | 23.4293 | 3.1323 | 37.5871 | 56.952 | 7.6139 | 91.3668 | 16.5789 | 3.9977 | 10.4737
VA | INSIG | MUNICIPAL | Hawkins, Jr., Charles N Residence | VAG401349 | 001 | 1.0326 | 3.261% | 0.00070038 | 0.00072322 | 18.6489 | 2.4932 | 14.959 | 39.9756 | 5.3443 | 32.066 | 31.041 | 4.133 | 23.2747 | 18.6489 | 2.4932 | 14.959 | 41.0765 | 5.4915 | 32.9491 | 31.8958 | 4.2468 | 23.9157 | 25.8564 | 3.4567 | 41.4809 | 56.952 | 7.6139 | 91.3668 | 44.2231 | 5.8882 | 66.3175
VA | INSIG | MUNICIPAL | Hawkins, William & Jeanne Residence | VAG401904 | 001 | 1.0674 | 6.737% | 0.00070038 | 0.00074757 | 18.6489 | 2.4932 | 14.959 | 39.9756 | 5.3443 | 32.066 | 26.8262 | 4.3524 | 24.9865 | 18.6489 | 2.4932 | 14.959 | 42.459 | 5.6763 | 34.058 | 28.4927 | 4.6228 | 26.5387 | 25.0145 | 3.3442 | 40.1303 | 56.952 | 7.6139 | 91.3668 | 38.2184 | 6.2007 | 71.1949
VA | INSIG | MUNICIPAL | Hawse III, John F. Residence | VAG401304 | 001 | 1.1137 | 11.37% | 0.00070038 | 0.00078004 | 18.6489 | 2.4932 | 14.959 | 39.9756 | 5.3443 | 32.066 | 28.7959 | 4.0831 | 18.1167 | 18.6489 | 2.4932 | 14.959 | 44.3037 | 5.923 | 35.5377 | 31.9136 | 4.5252 | 20.0782 | 23.973 | 3.2049 | 38.4593 | 56.952 | 7.6139 | 91.3668 | 41.0246 | 5.8171 | 51.6207
VA | INSIG | MUNICIPAL | Haynes C J Residence | VAG406303 | 001 | 0.99679 | -0.3212% | 0.00070038 | 0.00069813 | 18.6489 | 2.4932 | 14.959 | 39.9756 | 5.3443 | 32.066 | 22.8234 | 5.4454 | 21.7706 | 18.6489 | 2.4932 | 14.959 | 39.6515 | 5.301 | 31.806 | 22.6384 | 5.4012 | 21.5941 | 26.7857 | 3.581 | 42.9717 | 56.952 | 7.6139 | 91.3668 | 32.5158 | 7.7579 | 62.0318
VA | INSIG | MUNICIPAL | Heatwole Glendon L Residence | VAG408336 | 001 | 1.0674 | 6.737% | 0.00070038 | 0.00074757 | 18.6489 | 2.4932 | 14.959 | 39.9756 | 5.3443 | 32.066 | 26.8477 | 4.3524 | 24.9865 | 18.6489 | 2.4932 | 14.959 | 42.459 | 5.6763 | 34.058 | 28.5156 | 4.6228 | 26.5387 | 25.0145 | 3.3442 | 40.1303 | 56.952 | 7.6139 | 91.3668 | 38.2491 | 6.2007 | 71.1949
VA | INSIG | MUNICIPAL | Heatwole Mark Residence | VAG408332 | 001 | 1.0674 | 6.737% | 0.00070038 | 0.00074757 | 18.6489 | 2.4932 | 14.959 | 39.9756 | 5.3443 | 32.066 | 26.8477 | 4.3524 | 24.9865 | 18.6489 | 2.4932 | 14.959 | 42.459 | 5.6763 | 34.058 | 28.5156 | 4.6228 | 26.5387 | 25.0145 | 3.3442 | 40.1303 | 56.952 | 7.6139 | 91.3668 | 38.2491 | 6.2007 | 71.1949
VA | INSIG | MUNICIPAL | Heatwole Willard and Melba K Residence | VAG408340 | 001 | 1.0674 | 6.737% | 0.00070038 | 0.00074757 | 18.6489 | 2.4932 | 14.959 | 39.9756 | 5.3443 | 32.066 | 21.448 | 4.1451 | 20.8048 | 18.6489 | 2.4932 | 14.959 | 42.459 | 5.6763 | 34.058 | 22.7804 | 4.4026 | 22.0972 | 25.0145 | 3.3442 | 40.1303 | 56.952 | 7.6139 | 91.3668 | 30.5563 | 5.9054 | 59.2797
VA | INSIG | MUNICIPAL | Hedrick, Jeff Residence | VAG401986 | 001 | 1.1137 | 11.37% | 0.00070038 | 0.00078004 | 18.6489 | 2.4932 | 14.959 | 39.9756 | 5.3443 | 32.066 | 33.3572 | 3.7293 | 17.5855 | 18.6489 | 2.4932 | 14.959 | 44.3037 | 5.923 | 35.5377 | 36.9688 | 4.1331 | 19.4895 | 23.973 | 3.2049 | 38.4593 | 56.952 | 7.6139 | 91.3668 | 47.523 | 5.3131 | 50.1071
VA | INSIG | MUNICIPAL | Heglar Pearl J - Property | VAG406383 | 001 | 1.1098 | 10.98% | 0.00070038 | 0.0007773 | 18.6489 | 2.4932 | 14.959 | 39.9756 | 5.3443 | 32.066 | 29.2739 | 4.8836 | 22.113 | 18.6489 | 2.4932 | 14.959 | 44.1477 | 5.9021 | 35.4126 | 32.3291 | 5.3933 | 24.4209 | 24.0577 | 3.2163 | 38.5952 | 56.952 | 7.6139 | 91.3668 | 41.7056 | 6.9576 | 63.0074
VA | INSIG | MUNICIPAL | Heironimus Dianna L Residence | VAG401319 | 001 | 1.1137 | 11.37% | 0.00070038 | 0.00078004 | 18.6489 | 2.4932 | 14.959 | 39.9756 | 5.3443 | 32.066 | 33.2107 | 2.7382 | 9.6968 | 18.6489 | 2.4932 | 14.959 | 44.3037 | 5.923 | 35.5377 | 36.8063 | 3.0347 | 10.7467 | 23.973 | 3.2049 | 38.4593 | 56.952 | 7.6139 | 91.3668 | 47.3142 | 3.9011 | 27.6295
VA | INSIG | MUNICIPAL | Helsley, Garland B Residence | VAG401900 | 001 | 1.1137 | 11.37% | 0.00070038 | 0.00078004 | 18.6489 | 2.4932 | 14.959 | 39.9756 | 5.3443 | 32.066 | 29.8483 | 2.7382 | 9.6968 | 18.6489 | 2.4932 | 14.959 | 44.3037 | 5.923 | 35.5377 | 33.0799 | 3.0347 | 10.7467 | 23.973 | 3.2049 | 38.4593 | 56.952 | 7.6139 | 91.3668 | 42.5239 | 3.9011 | 27.6295
VA | INSIG | MUNICIPAL | Hendersons Store STP | VA0087505 | 001 | 1.0135 | 1.352% | 0.016809 | 0.017036 | 18.6489 | 2.4932 | 14.959 | 959.4145 | 128.264 | 769.5838 | 682.6874 | 89.4356 | 220.7908 | 18.6489 | 2.4932 | 14.959 | 967.6075 | 129.3593 | 776.1557 | 688.5172 | 90.1994 | 222.6763 | 26.3435 | 3.5219 | 42.2624 | 1366.8473 | 182.7336 | 2192.8032 | 972.603 | 127.4161 | 629.1073
VA | INSIG | MUNICIPAL | Hennen, Gary A & Darla S Residence | VAG401943 | 001 | 1.1137 | 11.37% | 0.00070038 | 0.00078004 | 18.6489 | 2.4932 | 14.959 | 39.9756 | 5.3443 | 32.066 | 26.7517 | 2.7382 | 9.6968 | 18.6489 | 2.4932 | 14.959 | 44.3037 | 5.923 | 35.5377 | 29.6481 | 3.0347 | 10.7467 | 23.973 | 3.2049 | 38.4593 | 56.952 | 7.6139 | 91.3668 | 38.1123 | 3.9011 | 27.6295
VA | INSIG | MUNICIPAL | Henricus Historical Park | VAG404208 | 001 | 1.0982 | 9.823% | 0.00070038 | 0.00076918 | 18.6489 | 2.4932 | 14.959 | 39.9756 | 5.3443 | 32.066 | 13.5364 | 1.0158 | 0.72533 | 18.6489 | 2.4932 | 14.959 | 43.6869 | 5.8405 | 35.043 | 14.7931 | 1.1101 | 0.79266 | 24.3115 | 3.2502 | 39.0023 | 56.952 | 7.6139 | 91.3668 | 19.2849 | 1.4472 | 2.0667
VA | INSIG | MUNICIPAL | Henry Foster Residence - not our region, but inclu | VAG404165 | 001 | 1.0486 | 4.856% | 0.00070038 | 0.00073439 | 18.6489 | 2.4932 | 14.959 | 39.9756 | 5.3443 | 32.066 | 21.0904 | 1.7537 | 3.0666 | 18.6489 | 2.4932 | 14.959 | 41.7108 | 5.5763 | 33.4578 | 22.0059 | 1.8298 | 3.1997 | 25.4633 | 3.4042 | 40.8502 | 56.952 | 7.6139 | 91.3668 | 30.0469 | 2.4985 | 8.7377
VA | INSIG | MUNICIPAL | Henry James Residence | VAG408160 | 001 | 1.0774 | 7.738% | 0.00070038 | 0.00075458 | 18.6489 | 2.4932 | 14.959 | 39.9756 | 5.3443 | 32.066 | 37.7297 | 3.8968 | 19.0003 | 18.6489 | 2.4932 | 14.959 | 42.8575 | 5.7296 | 34.3777 | 40.4497 | 4.1777 | 20.3701 | 24.7819 | 3.3131 | 39.7571 | 56.952 | 7.6139 | 91.3668 | 53.7523 | 5.5516 | 54.1384
VA | INSIG | MUNICIPAL | Henry, Michael Lee Residence | VAG401534 | 001 | 1.0774 | 7.738% | 0.00070038 | 0.00075458 | 18.6489 | 2.4932 | 14.959 | 39.9756 | 5.3443 | 32.066 | 35.4608 | 4.1073 | 20.3617 | 18.6489 | 2.4932 | 14.959 | 42.8575 | 5.7296 | 34.3777 | 38.0173 | 4.4034 | 21.8297 | 24.7819 | 3.3131 | 39.7571 | 56.952 | 7.6139 | 91.3668 | 50.5199 | 5.8515 | 58.0175
VA | INSIG | MUNICIPAL | Hensley Jr Teddy R Residence | VAG401518 | 001 | 1.0674 | 6.737% | 0.00070038 | 0.00074757 | 18.6489 | 2.4932 | 14.959 | 39.9756 | 5.3443 | 32.066 | 26.9726 | 4.2516 | 23.8717 | 18.6489 | 2.4932 | 14.959 | 42.459 | 5.6763 | 34.058 | 28.6482 | 4.5157 | 25.3547 | 25.0145 | 3.3442 | 40.1303 | 56.952 | 7.6139 | 91.3668 | 38.427 | 6.0571 | 68.0185
VA | INSIG | MUNICIPAL | Hensley Rebecca F Residence | VAG408049 | 001 | 1.0326 | 3.261% | 0.00070038 | 0.00072322 | 18.6489 | 2.4932 | 14.959 | 39.9756 | 5.3443 | 32.066 | 25.246 | 4.2427 | 24.1306 | 18.6489 | 2.4932 | 14.959 | 41.0765 | 5.4915 | 32.9491 | 25.9412 | 4.3595 | 24.7952 | 25.8564 | 3.4567 | 41.4809 | 56.952 | 7.6139 | 91.3668 | 35.9671 | 6.0444 | 68.7562
VA | INSIG | MUNICIPAL | Hensley Wallace W Residence | VAG408286 | 001 | 1.0674 | 6.737% | 0.00070038 | 0.00074757 | 18.6489 | 2.4932 | 14.959 | 39.9756 | 5.3443 | 32.066 | 28.3534 | 4.2525 | 17.2348 | 18.6489 | 2.4932 | 14.959 | 42.459 | 5.6763 | 34.058 | 30.1148 | 4.5167 | 18.3054 | 25.0145 | 3.3442 | 40.1303 | 56.952 | 7.6139 | 91.3668 | 40.3943 | 6.0584 | 49.1077
VA | INSIG | MUNICIPAL | Hensley, Debbie K Residence | VAG408378 | 001 | 1.0674 | 6.737% | 0.00070038 | 0.00074757 | 18.6489 | 2.4932 | 14.959 | 39.9756 | 5.3443 | 32.066 | 27.6925 | 4.2525 | 17.2348 | 18.6489 | 2.4932 | 14.959 | 42.459 | 5.6763 | 34.058 | 29.4129 | 4.5167 | 18.3054 | 25.0145 | 3.3442 | 40.1303 | 56.952 | 7.6139 | 91.3668 | 39.4527 | 6.0584 | 49.1077
VA | INSIG | MUNICIPAL | Henson Joy Residence | VAG406463 | 001 | 1.0763 | 7.634% | 0.00070038 | 0.00075385 | 18.6489 | 2.4932 | 14.959 | 39.9756 | 5.3443 | 32.066 | 18.4464 | 2.5082 | 7.4154 | 18.6489 | 2.4932 | 14.959 | 42.8161 | 5.7241 | 34.3445 | 19.7571 | 2.6864 | 7.9423 | 24.8059 | 3.3163 | 39.7956 | 56.952 | 7.6139 | 91.3668 | 26.28 | 3.5733 | 21.1291
VA | INSIG | MUNICIPAL | Hepner Frederick Lee Residence | VAG401556 | 001 | 1.0326 | 3.261% | 0.00070038 | 0.00072322 | 18.6489 | 2.4932 | 14.959 | 39.9756 | 5.3443 | 32.066 | 32.3807 | 4.0782 | 19.8851 | 18.6489 | 2.4932 | 14.959 | 41.0765 | 5.4915 | 32.9491 | 33.2725 | 4.1905 | 20.4328 | 25.8564 | 3.4567 | 41.4809 | 56.952 | 7.6139 | 91.3668 | 46.1318 | 5.81 | 56.6594
VA | INSIG | MUNICIPAL | Hernandez Jose Residence | VAG406403 | 001 | 1.083 | 8.299% | 0.00070038 | 0.00075851 | 18.6489 | 2.4932 | 14.959 | 39.9756 | 5.3443 | 32.066 | 23.132 | 2.9328 | 4.4319 | 18.6489 | 2.4932 | 14.959 | 43.0804 | 5.7594 | 34.5564 | 24.9286 | 3.1605 | 4.7761 | 24.6537 | 3.296 | 39.5515 | 56.952 | 7.6139 | 91.3668 | 32.9554 | 4.1782 | 12.6279
VA | INSIG | MUNICIPAL | Hewlett Robert I Residence | VAG406255 | 001 | 1.083 | 8.299% | 0.00070038 | 0.00075851 | 18.6489 | 2.4932 | 14.959 | 39.9756 | 5.3443 | 32.066 | 23.7041 | 2.7639 | 4.1324 | 18.6489 | 2.4932 | 14.959 | 43.0804 | 5.7594 | 34.5564 | 25.5451 | 2.9786 | 4.4534 | 24.6537 | 3.296 | 39.5515 | 56.952 | 7.6139 | 91.3668 | 33.7705 | 3.9377 | 11.7747
VA | INSIG | MUNICIPAL | Hi Test Laboratories Inc | VAG407262 | 001 | 1.0094 | 0.9385% | 0.00070038 | 0.00070696 | 18.6489 | 2.4932 | 14.959 | 39.9756 | 5.3443 | 32.066 | 26.1993 | 3.179 | 13.7553 | 18.6489 | 2.4932 | 14.959 | 40.1526 | 5.368 | 32.208 | 26.3153 | 3.1931 | 13.8162 | 26.4514 | 3.5363 | 42.4354 | 56.952 | 7.6139 | 91.3668 | 37.3254 | 4.5291 | 39.1936
VA | INSIG | MUNICIPAL | Hidden Acres Farm | VAG401732 | 001 | 1.0326 | 3.261% | 0.00070038 | 0.00072322 | 18.6489 | 2.4932 | 14.959 | 39.9756 | 5.3443 | 32.066 | 33.9965 | 4.0782 | 19.8851 | 18.6489 | 2.4932 | 14.959 | 41.0765 | 5.4915 | 32.9491 | 34.9327 | 4.1905 | 20.4328 | 25.8564 | 3.4567 | 41.4809 | 56.952 | 7.6139 | 91.3668 | 48.4337 | 5.81 | 56.6594
VA | INSIG | MUNICIPAL | Hideaway STP | VA0080233 | 001 | 1.0598 | 5.982% | 0.014008 | 0.014846 | 18.6489 | 2.4932 | 14.959 | 799.5121 | 106.8866 | 641.3198 | 702.5302 | 51.5463 | 69.8027 | 18.6489 | 2.4932 | 14.959 | 843.1781 | 112.7243 | 676.3461 | 740.8995 | 54.3615 | 73.615 | 25.1926 | 3.368 | 40.4159 | 1139.0394 | 152.278 | 1827.336 | 1000.8725 | 73.4363 | 198.8913
VA | INSIG | MUNICIPAL | Higgins and Associates Property | VAG401181 | 001 | 1.0774 | 7.738% | 0.00070038 | 0.00075458 | 18.6489 | 2.4932 | 14.959 | 39.9756 | 5.3443 | 32.066 | 33.3572 | 3.7293 | 17.5855 | 18.6489 | 2.4932 | 14.959 | 42.8575 | 5.7296 | 34.3777 | 35.762 | 3.9982 | 18.8533 | 24.7819 | 3.3131 | 39.7571 | 56.952 | 7.6139 | 91.3668 | 47.523 | 5.3131 | 50.1071
VA | INSIG | MUNICIPAL | High-up Dairy Mart Inc | VAG401090 | 001 | 1.1137 | 11.37% | 0.00070038 | 0.00078004 | 18.6489 | 2.4932 | 14.959 | 39.9756 | 5.3443 | 32.066 | 29.3384 | 2.7382 | 9.6968 | 18.6489 | 2.4932 | 14.959 | 44.3037 | 5.923 | 35.5377 | 32.5149 | 3.0347 | 10.7467 | 23.973 | 3.2049 | 38.4593 | 56.952 | 7.6139 | 91.3668 | 41.7975 | 3.9011 | 27.6295
VA | INSIG | MUNICIPAL | Hike Nina E Residence | VAG401277 | 001 | 1.0774 | 7.738% | 0.00070038 | 0.00075458 | 18.6489 | 2.4932 | 14.959 | 39.9756 | 5.3443 | 32.066 | 33.3572 | 3.7293 | 17.5855 | 18.6489 | 2.4932 | 14.959 | 42.8575 | 5.7296 | 34.3777 | 35.762 | 3.9982 | 18.8533 | 24.7819 | 3.3131 | 39.7571 | 56.952 | 7.6139 | 91.3668 | 47.523 | 5.3131 | 50.1071
VA | INSIG | MUNICIPAL | Hill Justin L and Ashley B Residence | VAG408324 | 001 | 1.0674 | 6.737% | 0.00070038 | 0.00074757 | 18.6489 | 2.4932 | 14.959 | 39.9756 | 5.3443 | 32.066 | 26.8262 | 4.3524 | 24.9865 | 18.6489 | 2.4932 | 14.959 | 42.459 | 5.6763 | 34.058 | 28.4927 | 4.6228 | 26.5387 | 25.0145 | 3.3442 | 40.1303 | 56.952 | 7.6139 | 91.3668 | 38.2184 | 6.2007 | 71.1949
VA | INSIG | MUNICIPAL | Hill Mobile Home Park Sewage Treatment Plant 2 | VA0090689 | 001 | 1.1048 | 10.48% | 0.0035019 | 0.003869 | 18.6489 | 2.4932 | 14.959 | 199.878 | 26.7217 | 160.33 | 68.87 | 2.9774 | 1.7385 | 18.6489 | 2.4932 | 14.959 | 219.7428 | 29.3774 | 176.2643 | 75.7146 | 3.2733 | 1.9112 | 24.1667 | 3.2308 | 38.7701 | 284.7599 | 38.0695 | 456.834 | 98.1169 | 4.2418 | 4.9535
VA | INSIG | MUNICIPAL | Hilton Donald R and Carolyn M Residence | VAG401321 | 001 | 1.0774 | 7.738% | 0.00070038 | 0.00075458 | 18.6489 | 2.4932 | 14.959 | 39.9756 | 5.3443 | 32.066 | 39.7867 | 4.2675 | 22.0989 | 18.6489 | 2.4932 | 14.959 | 42.8575 | 5.7296 | 34.3777 | 42.6551 | 4.5752 | 23.6921 | 24.7819 | 3.3131 | 39.7571 | 56.952 | 7.6139 | 91.3668 | 56.6829 | 6.0798 | 62.9672
VA | INSIG | MUNICIPAL | Himelright Wayne and Barbara Residence | VAG408186 | 001 | 1.0326 | 3.261% | 0.00070038 | 0.00072322 | 18.6489 | 2.4932 | 14.959 | 39.9756 | 5.3443 | 32.066 | 32.1898 | 3.7987 | 15.8735 | 18.6489 | 2.4932 | 14.959 | 41.0765 | 5.4915 | 32.9491 | 33.0763 | 3.9033 | 16.3106 | 25.8564 | 3.4567 | 41.4809 | 56.952 | 7.6139 | 91.3668 | 45.8598 | 5.4118 | 45.2289
VA | INSIG | MUNICIPAL | Hines, Robert G. & Nancy J. Residence | VAG401703 | 001 | 1.0326 | 3.261% | 0.00070038 | 0.00072322 | 18.6489 | 2.4932 | 14.959 | 39.9756 | 5.3443 | 32.066 | 30.4041 | 4.133 | 23.2747 | 18.6489 | 2.4932 | 14.959 | 41.0765 | 5.4915 | 32.9491 | 31.2414 | 4.2468 | 23.9157 | 25.8564 | 3.4567 | 41.4809 | 56.952 | 7.6139 | 91.3668 | 43.3158 | 5.8882 | 66.3175
VA | INSIG | MUNICIPAL | Hinn Jerry Residence | VAG401204 | 001 | 1.0478 | 4.78% | 0.00070038 | 0.00073386 | 18.6489 | 2.4932 | 14.959 | 39.9756 | 5.3443 | 32.066 | 17.561 | 4.4549 | 24.0801 | 18.6489 | 2.4932 | 14.959 | 41.6808 | 5.5723 | 33.4338 | 18.31 | 4.6449 | 25.1073 | 25.4816 | 3.4066 | 40.8796 | 56.952 | 7.6139 | 91.3668 | 25.0185 | 6.3467 | 68.6123
VA | INSIG | MUNICIPAL | Hinton Hortense B Residence | VAG406117 | 001 | 1.1098 | 10.98% | 0.00070038 | 0.0007773 | 18.6489 | 2.4932 | 14.959 | 39.9756 | 5.3443 | 32.066 | 27.6807 | 4.7953 | 19.883 | 18.6489 | 2.4932 | 14.959 | 44.1477 | 5.9021 | 35.4126 | 30.5696 | 5.2958 | 21.9581 | 24.0577 | 3.2163 | 38.5952 | 56.952 | 7.6139 | 91.3668 | 39.4358 | 6.8318 | 56.6533
VA | INSIG | MUNICIPAL | Hirsch Diane H Residence | VAG408255 | 001 | 1.0674 | 6.737% | 0.00070038 | 0.00074757 | 18.6489 | 2.4932 | 14.959 | 39.9756 | 5.3443 | 32.066 | 28.3503 | 4.2516 | 23.8717 | 18.6489 | 2.4932 | 14.959 | 42.459 | 5.6763 | 34.058 | 30.1115 | 4.5157 | 25.3547 | 25.0145 | 3.3442 | 40.1303 | 56.952 | 7.6139 | 91.3668 | 40.3898 | 6.0571 | 68.0185
VA | INSIG | MUNICIPAL | Hiway Mobile Home Community LLC | VA0074942 | 001 | 1.147 | 14.7% | 0.0084046 | 0.0096405 | 18.6489 | 2.4932 | 14.959 | 479.7072 | 64.132 | 384.7919 | 354.4699 | 40.3791 | 154.7182 | 18.6489 | 2.4932 | 14.959 | 547.5438 | 73.201 | 439.2063 | 404.5963 | 46.0893 | 176.5973 | 23.2769 | 3.1119 | 37.3426 | 683.4237 | 91.3668 | 1096.4016 | 505.002 | 57.5269 | 440.8443
VA | INSIG | MUNICIPAL | Hobbs, Dennis & Patricia Residence | VAG401473 | 001 | 1.0326 | 3.261% | 0.00070038 | 0.00072322 | 18.6489 | 2.4932 | 14.959 | 39.9756 | 5.3443 | 32.066 | 39.6779 | 4.0782 | 19.8851 | 18.6489 | 2.4932 | 14.959 | 41.0765 | 5.4915 | 32.9491 | 40.7706 | 4.1905 | 20.4328 | 25.8564 | 3.4567 | 41.4809 | 56.952 | 7.6139 | 91.3668 | 56.5279 | 5.81 | 56.6594
VA | INSIG | MUNICIPAL | Hockman, Thad S Residence | VAG401467 | 001 | 1.0326 | 3.261% | 0.00070038 | 0.00072322 | 18.6489 | 2.4932 | 14.959 | 39.9756 | 5.3443 | 32.066 | 34.8731 | 4.0782 | 19.8851 | 18.6489 | 2.4932 | 14.959 | 41.0765 | 5.4915 | 32.9491 | 35.8335 | 4.1905 | 20.4328 | 25.8564 | 3.4567 | 41.4809 | 56.952 | 7.6139 | 91.3668 | 49.6826 | 5.81 | 56.6594
VA | INSIG | MUNICIPAL | Hogan Deborah Residence | VAG406149 | 001 | 1.147 | 14.7% | 0.00070038 | 0.00080337 | 18.6489 | 2.4932 | 14.959 | 39.9756 | 5.3443 | 32.066 | 29.6773 | 3.3319 | 11.6918 | 18.6489 | 2.4932 | 14.959 | 45.6287 | 6.1001 | 36.6005 | 33.874 | 3.803 | 13.3452 | 23.2769 | 3.1119 | 37.3426 | 56.952 | 7.6139 | 91.3668 | 42.2802 | 4.7468 | 33.3139
VA | INSIG | MUNICIPAL | Hogan Wynona Residence | VAG407227 | 001 | 1.0094 | 0.9385% | 0.00070038 | 0.00070696 | 18.6489 | 2.4932 | 14.959 | 39.9756 | 5.3443 | 32.066 | 16.1946 | 1.5921 | 2.766 | 18.6489 | 2.4932 | 14.959 | 40.1526 | 5.368 | 32.208 | 16.2663 | 1.5992 | 2.7782 | 26.4514 | 3.5363 | 42.4354 | 56.952 | 7.6139 | 91.3668 | 23.0719 | 2.2682 | 7.8811
VA | INSIG | MUNICIPAL | Hogle William E and Kim E Residence | VAG401363 | 001 | 1.0326 | 3.261% | 0.00070038 | 0.00072322 | 18.6489 | 2.4932 | 14.959 | 39.9756 | 5.3443 | 32.066 | 25.246 | 4.2427 | 24.1306 | 18.6489 | 2.4932 | 14.959 | 41.0765 | 5.4915 | 32.9491 | 25.9412 | 4.3595 | 24.7952 | 25.8564 | 3.4567 | 41.4809 | 56.952 | 7.6139 | 91.3668 | 35.9671 | 6.0444 | 68.7562
VA | INSIG | MUNICIPAL | Holler Jack R Jr and Vickie R Residence | VAG408309 | 001 | 1.0326 | 3.261% | 0.00070038 | 0.00072322 | 18.6489 | 2.4932 | 14.959 | 39.9756 | 5.3443 | 32.066 | 35.5155 | 4.0782 | 19.8851 | 18.6489 | 2.4932 | 14.959 | 41.0765 | 5.4915 | 32.9491 | 36.4935 | 4.1905 | 20.4328 | 25.8564 | 3.4567 | 41.4809 | 56.952 | 7.6139 | 91.3668 | 50.5978 | 5.81 | 56.6594
VA | INSIG | MUNICIPAL | Holmaas, Andy & Ruth Residence | VAG401455 | 001 | 1.1137 | 11.37% | 0.00070038 | 0.00078004 | 18.6489 | 2.4932 | 14.959 | 39.9756 | 5.3443 | 32.066 | 33.2107 | 2.7382 | 9.6968 | 18.6489 | 2.4932 | 14.959 | 44.3037 | 5.923 | 35.5377 | 36.8063 | 3.0347 | 10.7467 | 23.973 | 3.2049 | 38.4593 | 56.952 | 7.6139 | 91.3668 | 47.3142 | 3.9011 | 27.6295
VA | INSIG | MUNICIPAL | Holt John W & Penny A Residence | VAG401491 | 001 | 1.1137 | 11.37% | 0.00070038 | 0.00078004 | 18.6489 | 2.4932 | 14.959 | 39.9756 | 5.3443 | 32.066 | 33.3572 | 3.7293 | 17.5855 | 18.6489 | 2.4932 | 14.959 | 44.3037 | 5.923 | 35.5377 | 36.9688 | 4.1331 | 19.4895 | 23.973 | 3.2049 | 38.4593 | 56.952 | 7.6139 | 91.3668 | 47.523 | 5.3131 | 50.1071
VA | INSIG | MUNICIPAL | Holt, Coy & Christina Residence | VAG401395 | 001 | 1.0326 | 3.261% | 0.00070038 | 0.00072322 | 18.6489 | 2.4932 | 14.959 | 39.9756 | 5.3443 | 32.066 | 36.059 | 4.0782 | 19.8851 | 18.6489 | 2.4932 | 14.959 | 41.0765 | 5.4915 | 32.9491 | 37.052 | 4.1905 | 20.4328 | 25.8564 | 3.4567 | 41.4809 | 56.952 | 7.6139 | 91.3668 | 51.3721 | 5.81 | 56.6594
VA | INSIG | MUNICIPAL | Hooper Jeannette Residence | VAG406340 | 001 | 1.3795 | 37.95% | 0.00070038 | 0.00096619 | 18.6489 | 2.4932 | 14.959 | 39.9756 | 5.3443 | 32.066 | 11.1808 | 2.737 | 2.3911 | 18.6489 | 2.4932 | 14.959 | 54.8758 | 7.3363 | 44.018 | 15.3482 | 3.7571 | 3.2824 | 19.3545 | 2.5875 | 31.0499 | 56.952 | 7.6139 | 91.3668 | 15.9289 | 3.8992 | 6.8132
VA | INSIG | MUNICIPAL | Hoover Jeff and Donna Residence | VAG408219 | 001 | 1.0674 | 6.737% | 0.00070038 | 0.00074757 | 18.6489 | 2.4932 | 14.959 | 39.9756 | 5.3443 | 32.066 | 18.7805 | 4.1451 | 20.8048 | 18.6489 | 2.4932 | 14.959 | 42.459 | 5.6763 | 34.058 | 19.9472 | 4.4026 | 22.0972 | 25.0145 | 3.3442 | 40.1303 | 56.952 | 7.6139 | 91.3668 | 26.756 | 5.9054 | 59.2797
VA | INSIG | MUNICIPAL | Hoover, Greg Residence | VAG408390 | 001 | 1.0674 | 6.737% | 0.00070038 | 0.00074757 | 18.6489 | 2.4932 | 14.959 | 39.9756 | 5.3443 | 32.066 | 19.6854 | 3.1938 | 11.9024 | 18.6489 | 2.4932 | 14.959 | 42.459 | 5.6763 | 34.058 | 20.9083 | 3.3923 | 12.6418 | 25.0145 | 3.3442 | 40.1303 | 56.952 | 7.6139 | 91.3668 | 28.0452 | 4.5502 | 33.9139
VA | INSIG | MUNICIPAL | Hopkins Harvey J Residence | VAG406097 | 001 | 1.083 | 8.299% | 0.00070038 | 0.00075851 | 18.6489 | 2.4932 | 14.959 | 39.9756 | 5.3443 | 32.066 | 11.4723 | 1.6569 | 0.90653 | 18.6489 | 2.4932 | 14.959 | 43.0804 | 5.7594 | 34.5564 | 12.3633 | 1.7856 | 0.97693 | 24.6537 | 3.296 | 39.5515 | 56.952 | 7.6139 | 91.3668 | 16.3442 | 2.3605 | 2.583
VA | INSIG | MUNICIPAL | Hopkins Property | VAG408327 | 001 | 0.99286 | -0.7145% | 0.00070038 | 0.00069538 | 18.6489 | 2.4932 | 14.959 | 39.9756 | 5.3443 | 32.066 | 27.5386 | 4.0078 | 17.3771 | 18.6489 | 2.4932 | 14.959 | 39.495 | 5.2801 | 31.6805 | 27.2075 | 3.9596 | 17.1682 | 26.8918 | 3.5952 | 43.1419 | 56.952 | 7.6139 | 91.3668 | 39.2333 | 5.7097 | 49.5132
VA | INSIG | MUNICIPAL | Hopkins-Garriss Harvey M and Nancy R Residence | VAG408242 | 001 | 1.0674 | 6.737% | 0.00070038 | 0.00074757 | 18.6489 | 2.4932 | 14.959 | 39.9756 | 5.3443 | 32.066 | 20.5359 | 4.3524 | 24.9865 | 18.6489 | 2.4932 | 14.959 | 42.459 | 5.6763 | 34.058 | 21.8116 | 4.6228 | 26.5387 | 25.0145 | 3.3442 | 40.1303 | 56.952 | 7.6139 | 91.3668 | 29.2568 | 6.2007 | 71.1949
VA | INSIG | MUNICIPAL | Horizon Custom Homes LLC | VAG404267 | 001 | 1.0779 | 7.791% | 0.00070038 | 0.00075495 | 18.6489 | 2.4932 | 14.959 | 39.9756 | 5.3443 | 32.066 | 19.3262 | 1.3076 | 1.8726 | 18.6489 | 2.4932 | 14.959 | 42.8784 | 5.7324 | 34.3945 | 20.7296 | 1.4026 | 2.0086 | 24.7698 | 3.3115 | 39.7377 | 56.952 | 7.6139 | 91.3668 | 27.5334 | 1.863 | 5.3358
VA | INSIG | MUNICIPAL | Horton Paul Randy Residence | VAG408216 | 001 | 1.0259 | 2.592% | 0.00070038 | 0.00071853 | 18.6489 | 2.4932 | 14.959 | 39.9756 | 5.3443 | 32.066 | 13.2267 | 0.94134 | 2.812 | 18.6489 | 2.4932 | 14.959 | 40.8102 | 5.4559 | 32.7354 | 13.5029 | 0.96099 | 2.8707 | 26.0252 | 3.4793 | 41.7516 | 56.952 | 7.6139 | 91.3668 | 18.8437 | 1.3411 | 8.0124
VA | INSIG | MUNICIPAL | HOT SPRINGS | VA0066303 | 001 | 1.0259 | 2.592% | 0.45525 | 0.46705 | 12.8648 | 1.6954 | 14.959 | 17924.8895 | 2362.1947 | 20842.8948 | 7448.4374 | 1212.2748 | 8680.3776 | 12.8648 | 1.6954 | 14.959 | 18299.1009 | 2411.5094 | 21278.0243 | 7603.9357 | 1237.583 | 8861.5946 | 17.9532 | 2.3659 | 41.7516 | 25537.0206 | 3365.3438 | 59388.42 | 10611.5521 | 1727.0894 | 24733.3162
VA | INSIG | MUNICIPAL | Hotek, Dan & Lori Residence | VAG401316 | 001 | 1.0774 | 7.738% | 0.00070038 | 0.00075458 | 18.6489 | 2.4932 | 14.959 | 39.9756 | 5.3443 | 32.066 | 31.2679 | 3.7571 | 19.7762 | 18.6489 | 2.4932 | 14.959 | 42.8575 | 5.7296 | 34.3777 | 33.522 | 4.0279 | 21.2019 | 24.7819 | 3.3131 | 39.7571 | 56.952 | 7.6139 | 91.3668 | 44.5463 | 5.3526 | 56.3491
VA | INSIG | MUNICIPAL | House James E Residence | VAG404245 | 001 | 1.0165 | 1.647% | 0.00070038 | 0.00071192 | 18.6489 | 2.4932 | 14.959 | 39.9756 | 5.3443 | 32.066 | 33.0733 | 2.9665 | 5.5765 | 18.6489 | 2.4932 | 14.959 | 40.4345 | 5.4057 | 32.4341 | 33.4529 | 3.0005 | 5.6405 | 26.267 | 3.5116 | 42.1395 | 56.952 | 7.6139 | 91.3668 | 47.1185 | 4.2262 | 15.8893
VA | INSIG | MUNICIPAL | HRSD King William County Sewage Treatment Plant | VA0088102 | 001 | 1.0705 | 7.053% | 0.01751 | 0.018745 | 18.6489 | 2.4932 | 14.959 | 999.3901 | 133.6083 | 801.6498 | 325.6999 | 4.8659 | 3.8963 | 18.6489 | 2.4932 | 14.959 | 1064.6195 | 142.3288 | 853.9729 | 346.9581 | 5.1835 | 4.1506 | 24.9406 | 3.3343 | 40.0117 | 1423.7993 | 190.3475 | 2284.17 | 464.0143 | 6.9323 | 11.102
VA | INSIG | MUNICIPAL | Hugh K Cassell Elementary School | VA0088226 | 001 | 1.0478 | 4.78% | 0.0056031 | 0.0058709 | 18.6489 | 2.4932 | 14.959 | 319.8048 | 42.7547 | 256.5279 | 209.4002 | 33.6265 | 149.4772 | 18.6489 | 2.4932 | 14.959 | 333.4461 | 44.5784 | 267.4701 | 218.3321 | 35.0608 | 155.8531 | 25.4816 | 3.4066 | 40.8796 | 455.6158 | 60.9112 | 730.9344 | 298.3258 | 47.9066 | 425.9107
VA | INSIG | MUNICIPAL | Hughes Tim Residence | VAG406449 | 001 | 1.083 | 8.299% | 0.00070038 | 0.00075851 | 18.6489 | 2.4932 | 14.959 | 39.9756 | 5.3443 | 32.066 | 22.9661 | 2.8315 | 3.7356 | 18.6489 | 2.4932 | 14.959 | 43.0804 | 5.7594 | 34.5564 | 24.7498 | 3.0515 | 4.0257 | 24.6537 | 3.296 | 39.5515 | 56.952 | 7.6139 | 91.3668 | 32.7191 | 4.034 | 10.6439
VA | INSIG | MUNICIPAL | Hull George Residence | VAG406409 | 001 | 1.083 | 8.299% | 0.00070038 | 0.00075851 | 18.6489 | 2.4932 | 14.959 | 39.9756 | 5.3443 | 32.066 | 21.7414 | 2.6591 | 2.3285 | 18.6489 | 2.4932 | 14.959 | 43.0804 | 5.7594 | 34.5564 | 23.43 | 2.8657 | 2.5093 | 24.6537 | 3.296 | 39.5515 | 56.952 | 7.6139 | 91.3668 | 30.9743 | 3.7884 | 6.6347
VA | INSIG | MUNICIPAL | Humbertson, Gregory & Lisa Residence | VAG401757 | 001 | 1.1137 | 11.37% | 0.00070038 | 0.00078004 | 18.6489 | 2.4932 | 14.959 | 39.9756 | 5.3443 | 32.066 | 28.1078 | 3.6122 | 15.795 | 18.6489 | 2.4932 | 14.959 | 44.3037 | 5.923 | 35.5377 | 31.151 | 4.0033 | 17.5051 | 23.973 | 3.2049 | 38.4593 | 56.952 | 7.6139 | 91.3668 | 40.0443 | 5.1462 | 45.0053
VA | INSIG | MUNICIPAL | Humphreys Greg and Roberta Residence | VAG401243 | 001 | 1.1137 | 11.37% | 0.00070038 | 0.00078004 | 18.6489 | 2.4932 | 14.959 | 39.9756 | 5.3443 | 32.066 | 28.7959 | 4.0831 | 18.1167 | 18.6489 | 2.4932 | 14.959 | 44.3037 | 5.923 | 35.5377 | 31.9136 | 4.5252 | 20.0782 | 23.973 | 3.2049 | 38.4593 | 56.952 | 7.6139 | 91.3668 | 41.0246 | 5.8171 | 51.6207
VA | INSIG | MUNICIPAL | Hunter Josiah Residence | VAG406094 | 001 | 1.083 | 8.299% | 0.00070038 | 0.00075851 | 18.6489 | 2.4932 | 14.959 | 39.9756 | 5.3443 | 32.066 | 21.8129 | 2.8315 | 3.7356 | 18.6489 | 2.4932 | 14.959 | 43.0804 | 5.7594 | 34.5564 | 23.507 | 3.0515 | 4.0257 | 24.6537 | 3.296 | 39.5515 | 56.952 | 7.6139 | 91.3668 | 31.0761 | 4.034 | 10.6439
VA | INSIG | MUNICIPAL | Hunter, William & Catherine Residence | VAG401001 | 001 | 1.0674 | 6.737% | 0.00070038 | 0.00074757 | 18.6489 | 2.4932 | 14.959 | 39.9756 | 5.3443 | 32.066 | 29.2365 | 4.3524 | 24.9865 | 18.6489 | 2.4932 | 14.959 | 42.459 | 5.6763 | 34.058 | 31.0527 | 4.6228 | 26.5387 | 25.0145 | 3.3442 | 40.1303 | 56.952 | 7.6139 | 91.3668 | 41.6523 | 6.2007 | 71.1949
VA | INSIG | MUNICIPAL | Hunting Ridge Manor | VAG408276 | 001 | 1.1137 | 11.37% | 0.00070038 | 0.00078004 | 18.6489 | 2.4932 | 14.959 | 39.9756 | 5.3443 | 32.066 | 29.592 | 2.7382 | 9.6968 | 18.6489 | 2.4932 | 14.959 | 44.3037 | 5.923 | 35.5377 | 32.7958 | 3.0347 | 10.7467 | 23.973 | 3.2049 | 38.4593 | 56.952 | 7.6139 | 91.3668 | 42.1587 | 3.9011 | 27.6295
VA | INSIG | MUNICIPAL | Hurdle David Residence | VAG406465 | 001 | 1.3094 | 30.94% | 0.00070038 | 0.00091707 | 18.6489 | 2.4932 | 14.959 | 39.9756 | 5.3443 | 32.066 | 28.7631 | 1.3663 | 1.5574 | 18.6489 | 2.4932 | 14.959 | 52.0862 | 6.9634 | 41.7804 | 37.477 | 1.7802 | 2.0293 | 20.391 | 2.7261 | 32.7129 | 56.952 | 7.6139 | 91.3668 | 40.9779 | 1.9465 | 4.4377
VA | INSIG | MUNICIPAL | Hutsell Robert W and Dianna L Residence | VAG408366 | 001 | 1.0259 | 2.592% | 0.00070038 | 0.00071853 | 18.6489 | 2.4932 | 14.959 | 39.9756 | 5.3443 | 32.066 | 16.2328 | 2.349 | 8.9353 | 18.6489 | 2.4932 | 14.959 | 40.8102 | 5.4559 | 32.7354 | 16.5717 | 2.3981 | 9.1218 | 26.0252 | 3.4793 | 41.7516 | 56.952 | 7.6139 | 91.3668 | 23.1263 | 3.3466 | 25.4596
VA | INSIG | MUNICIPAL | Hutton, Kenneth E Residence | VAG401662 | 001 | 1.1137 | 11.37% | 0.00070038 | 0.00078004 | 18.6489 | 2.4932 | 14.959 | 39.9756 | 5.3443 | 32.066 | 33.3572 | 3.7293 | 17.5855 | 18.6489 | 2.4932 | 14.959 | 44.3037 | 5.923 | 35.5377 | 36.9688 | 4.1331 | 19.4895 | 23.973 | 3.2049 | 38.4593 | 56.952 | 7.6139 | 91.3668 | 47.523 | 5.3131 | 50.1071
VA | INSIG | MUNICIPAL | I & J Homebuilders, LLC | VAG404239 | 001 | 1.0794 | 7.936% | 0.00070038 | 0.00075597 | 18.6489 | 2.4932 | 14.959 | 39.9756 | 5.3443 | 32.066 | 18.0321 | 2.7042 | 6.5786 | 18.6489 | 2.4932 | 14.959 | 42.9362 | 5.7401 | 34.4408 | 19.3676 | 2.9044 | 7.0658 | 24.7365 | 3.307 | 39.6842 | 56.952 | 7.6139 | 91.3668 | 25.6898 | 3.8525 | 18.7445
VA | INSIG | MUNICIPAL | I & J Homebuilders, LLC | VAG404240 | 001 | 1.0794 | 7.936% | 0.00070038 | 0.00075597 | 18.6489 | 2.4932 | 14.959 | 39.9756 | 5.3443 | 32.066 | 18.0321 | 2.7042 | 6.5786 | 18.6489 | 2.4932 | 14.959 | 42.9362 | 5.7401 | 34.4408 | 19.3676 | 2.9044 | 7.0658 | 24.7365 | 3.307 | 39.6842 | 56.952 | 7.6139 | 91.3668 | 25.6898 | 3.8525 | 18.7445
VA | INSIG | MUNICIPAL | I and J Home Builders LLC Property | VAG408417 | 001 | 1.1118 | 11.18% | 0.00070038 | 0.00077869 | 18.6489 | 2.4932 | 14.959 | 39.9756 | 5.3443 | 32.066 | 22.4595 | 3.7276 | 14.974 | 18.6489 | 2.4932 | 14.959 | 44.2269 | 5.9127 | 35.4762 | 24.848 | 4.124 | 16.5664 | 24.0146 | 3.2105 | 38.5261 | 56.952 | 7.6139 | 91.3668 | 31.9973 | 5.3106 | 42.6659
VA | INSIG | MUNICIPAL | I-81 Weigh Station - Stephens City | VAG401252 | 001 | 1.1137 | 11.37% | 0.00070038 | 0.00078004 | 18.6489 | 2.4932 | 14.959 | 39.9756 | 5.3443 | 32.066 | 33.3572 | 3.7293 | 17.5855 | 18.6489 | 2.4932 | 14.959 | 44.3037 | 5.923 | 35.5377 | 36.9688 | 4.1331 | 19.4895 | 23.973 | 3.2049 | 38.4593 | 56.952 | 7.6139 | 91.3668 | 47.523 | 5.3131 | 50.1071
VA | INSIG | MUNICIPAL | Iacovone Robert Residence | VAG402123 | 001 | 1.0413 | 4.13% | 0.00070038 | 0.00072931 | 18.6489 | 2.4932 | 14.959 | 39.9756 | 5.3443 | 32.066 | 20.7398 | 3.675 | 14.0404 | 18.6489 | 2.4932 | 14.959 | 41.4223 | 5.5377 | 33.2264 | 21.4904 | 3.808 | 14.5485 | 25.6406 | 3.4279 | 41.1347 | 56.952 | 7.6139 | 91.3668 | 29.5473 | 5.2357 | 40.0059
VA | INSIG | MUNICIPAL | Ianas Marius V - Residence | VAG406154 | 001 | 1.1098 | 10.98% | 0.00070038 | 0.0007773 | 18.6489 | 2.4932 | 14.959 | 39.9756 | 5.3443 | 32.066 | 26.91 | 4.7953 | 19.883 | 18.6489 | 2.4932 | 14.959 | 44.1477 | 5.9021 | 35.4126 | 29.7185 | 5.2958 | 21.9581 | 24.0577 | 3.2163 | 38.5952 | 56.952 | 7.6139 | 91.3668 | 38.3379 | 6.8318 | 56.6533
VA | INSIG | MUNICIPAL | Indian Acres Sewage Treatment Plant and Campground | VA0029769 | 001 | 1.3795 | 37.95% | 0.070038 | 0.096619 | 18.6489 | 2.4932 | 14.959 | 3997.5603 | 534.4332 | 3206.5992 | 966.9841 | 259.8188 | 201.7145 | 18.6489 | 2.4932 | 14.959 | 5487.5826 | 733.634 | 4401.8042 | 1327.4109 | 356.6618 | 276.9001 | 19.3545 | 2.5875 | 31.0499 | 5695.1972 | 761.39 | 9136.68 | 1377.6315 | 370.1556 | 574.7524
VA | INSIG | MUNICIPAL | Indian Hollow Elementary School | VA0071927 | 001 | 1.1137 | 11.37% | 0.0049027 | 0.0054603 | 18.6489 | 2.4932 | 14.959 | 279.8292 | 37.4103 | 224.4619 | 205.1463 | 19.1675 | 67.8777 | 18.6489 | 2.4932 | 14.959 | 310.126 | 41.4607 | 248.7642 | 227.3572 | 21.2428 | 75.2267 | 23.973 | 3.2049 | 38.4593 | 398.6638 | 53.2973 | 639.5676 | 292.2654 | 27.3074 | 193.4064
VA | INSIG | MUNICIPAL | Ingram, Janice Lee Residence | VAG403003 | 001 | 1.1757 | 17.57% | 0.00070038 | 0.00082343 | 18.6489 | 2.4932 | 14.959 | 39.9756 | 5.3443 | 32.066 | 33.5298 | 3.3956 | 9.7238 | 18.6489 | 2.4932 | 14.959 | 46.768 | 6.2524 | 37.5145 | 39.227 | 3.9725 | 11.3761 | 22.7098 | 3.0361 | 36.4328 | 56.952 | 7.6139 | 91.3668 | 47.7689 | 4.8376 | 27.7065
VA | INSIG | MUNICIPAL | Inskeep Joseph Residence | VAG401044 | 001 | 1.0674 | 6.737% | 0.00070038 | 0.00074757 | 18.6489 | 2.4932 | 14.959 | 39.9756 | 5.3443 | 32.066 | 18.0646 | 4.1451 | 20.8048 | 18.6489 | 2.4932 | 14.959 | 42.459 | 5.6763 | 34.058 | 19.1868 | 4.4026 | 22.0972 | 25.0145 | 3.3442 | 40.1303 | 56.952 | 7.6139 | 91.3668 | 25.736 | 5.9054 | 59.2797
VA | INSIG | MUNICIPAL | International Pentecostal Church of Christ | VAG408037 | 001 | 1.0674 | 6.737% | 0.00070038 | 0.00074757 | 18.6489 | 2.4932 | 14.959 | 39.9756 | 5.3443 | 32.066 | 27.8101 | 4.2525 | 17.2348 | 18.6489 | 2.4932 | 14.959 | 42.459 | 5.6763 | 34.058 | 29.5377 | 4.5167 | 18.3054 | 25.0145 | 3.3442 | 40.1303 | 56.952 | 7.6139 | 91.3668 | 39.6202 | 6.0584 | 49.1077
VA | INSIG | MUNICIPAL | Isenburg James M | VAG404155 | 001 | 1.0598 | 5.982% | 0.00070038 | 0.00074228 | 18.6489 | 2.4932 | 14.959 | 39.9756 | 5.3443 | 32.066 | 35.0622 | 3.2395 | 5.7759 | 18.6489 | 2.4932 | 14.959 | 42.1589 | 5.6362 | 33.8173 | 36.9771 | 3.4165 | 6.0914 | 25.1926 | 3.368 | 40.4159 | 56.952 | 7.6139 | 91.3668 | 49.952 | 4.6153 | 16.4576
VA | INSIG | MUNICIPAL | Ivanhoe Forest Subdivision STP | VA0063657 | 001 | 0.99934 | -0.06639% | 0.010506 | 0.010499 | 18.6489 | 2.4932 | 14.959 | 599.6341 | 80.165 | 480.9899 | 373.4196 | 55.9015 | 204.615 | 18.6489 | 2.4932 | 14.959 | 596.2925 | 79.7182 | 478.3095 | 371.3387 | 55.59 | 203.4747 | 26.7174 | 3.5718 | 42.8621 | 854.2796 | 114.2085 | 1370.502 | 531.9991 | 79.6411 | 583.0169
VA | INSIG | MUNICIPAL | J and D Enterprises Wastewater Treatment Plant | VA0092169 | 001 | 1.0684 | 6.838% | 0.0070038 | 0.0074828 | 18.6489 | 2.4932 | 14.959 | 399.756 | 53.4433 | 320.6599 | 384.9551 | 41.7105 | 120.5939 | 18.6489 | 2.4932 | 14.959 | 424.9935 | 56.8173 | 340.9038 | 409.2582 | 44.3437 | 128.2073 | 24.9908 | 3.341 | 40.0922 | 569.5197 | 76.139 | 913.668 | 548.4334 | 59.4236 | 343.6126
VA | INSIG | MUNICIPAL | Jackson's Chase WWTP | VA0090247 | 001 | 1.0774 | 7.738% | 0.014008 | 0.015092 | 18.6489 | 2.4932 | 14.959 | 799.5121 | 106.8866 | 641.3198 | 667.1446 | 74.5869 | 351.7109 | 18.6489 | 2.4932 | 14.959 | 857.1509 | 114.5924 | 687.5542 | 715.2407 | 79.9641 | 377.0666 | 24.7819 | 3.3131 | 39.7571 | 1139.0394 | 152.278 | 1827.336 | 950.4597 | 106.2616 | 1002.1426
VA | INSIG | MUNICIPAL | Jadwyn Acres Inc-Hyde House Residence | VAG401810 | 001 | 1.0326 | 3.261% | 0.00070038 | 0.00072322 | 18.6489 | 2.4932 | 14.959 | 39.9756 | 5.3443 | 32.066 | 35.6475 | 4.0782 | 19.8851 | 18.6489 | 2.4932 | 14.959 | 41.0765 | 5.4915 | 32.9491 | 36.6292 | 4.1905 | 20.4328 | 25.8564 | 3.4567 | 41.4809 | 56.952 | 7.6139 | 91.3668 | 50.7859 | 5.81 | 56.6594
VA | INSIG | MUNICIPAL | Jake's Convenience Store | VAG401915 | 001 | 1.0478 | 4.78% | 0.00070038 | 0.00073386 | 18.6489 | 2.4932 | 14.959 | 39.9756 | 5.3443 | 32.066 | 17.316 | 4.3163 | 23.5138 | 18.6489 | 2.4932 | 14.959 | 41.6808 | 5.5723 | 33.4338 | 18.0546 | 4.5004 | 24.5168 | 25.4816 | 3.4066 | 40.8796 | 56.952 | 7.6139 | 91.3668 | 24.6695 | 6.1493 | 66.9986
VA | INSIG | MUNICIPAL | James Chalmers Residence | VAG407205 | 001 | 1.0569 | 5.688% | 0.00070038 | 0.00074022 | 18.6489 | 2.4932 | 14.959 | 39.9756 | 5.3443 | 32.066 | 23.8154 | 3.1119 | 4.6387 | 18.6489 | 2.4932 | 14.959 | 42.0419 | 5.6206 | 33.7234 | 25.0464 | 3.2727 | 4.8785 | 25.2627 | 3.3774 | 40.5284 | 56.952 | 7.6139 | 91.3668 | 33.9291 | 4.4334 | 13.2173
VA | INSIG | MUNICIPAL | James River Correction Center | VA0020681 | 001 | 1.0794 | 7.936% | 0.15128 | 0.16329 | 18.6489 | 2.4932 | 14.959 | 8634.7303 | 1154.3757 | 6926.2543 | 6429.9465 | 637.4139 | 1959.2607 | 18.6489 | 2.4932 | 14.959 | 9274.2278 | 1239.87 | 7439.2202 | 6906.1553 | 684.6215 | 2104.3657 | 24.7365 | 3.307 | 39.6842 | 12301.626 | 1644.6024 | 19735.2288 | 9160.5405 | 908.1033 | 5582.5929
VA | INSIG | MUNICIPAL | Jarrell Property Malvern Lot 77 - Residence | VAG406392 | 001 | 0.99679 | -0.3212% | 0.00070038 | 0.00069813 | 18.6489 | 2.4932 | 14.959 | 39.9756 | 5.3443 | 32.066 | 24.1319 | 5.4454 | 21.7706 | 18.6489 | 2.4932 | 14.959 | 39.6515 | 5.301 | 31.806 | 23.9362 | 5.4012 | 21.5941 | 26.7857 | 3.581 | 42.9717 | 56.952 | 7.6139 | 91.3668 | 34.3799 | 7.7579 | 62.0318
VA | INSIG | MUNICIPAL | Jarrell Property Malvern Lot 78 - Residence | VAG406393 | 001 | 0.99679 | -0.3212% | 0.00070038 | 0.00069813 | 18.6489 | 2.4932 | 14.959 | 39.9756 | 5.3443 | 32.066 | 24.1319 | 5.4454 | 21.7706 | 18.6489 | 2.4932 | 14.959 | 39.6515 | 5.301 | 31.806 | 23.9362 | 5.4012 | 21.5941 | 26.7857 | 3.581 | 42.9717 | 56.952 | 7.6139 | 91.3668 | 34.3799 | 7.7579 | 62.0318
VA | INSIG | MUNICIPAL | Jayne, Charles & Esther Residence | VAG401238 | 001 | 1.0326 | 3.261% | 0.00070038 | 0.00072322 | 18.6489 | 2.4932 | 14.959 | 39.9756 | 5.3443 | 32.066 | 21.7016 | 2.9257 | 12.7111 | 18.6489 | 2.4932 | 14.959 | 41.0765 | 5.4915 | 32.9491 | 22.2993 | 3.0063 | 13.0611 | 25.8564 | 3.4567 | 41.4809 | 56.952 | 7.6139 | 91.3668 | 30.9176 | 4.1682 | 36.2181
VA | INSIG | MUNICIPAL | Jedamski Norbert and Kedrin Residence | VAG408006 | 001 | 1.0674 | 6.737% | 0.00070038 | 0.00074757 | 18.6489 | 2.4932 | 14.959 | 39.9756 | 5.3443 | 32.066 | 29.9895 | 4.2525 | 17.2348 | 18.6489 | 2.4932 | 14.959 | 42.459 | 5.6763 | 34.058 | 31.8526 | 4.5167 | 18.3054 | 25.0145 | 3.3442 | 40.1303 | 56.952 | 7.6139 | 91.3668 | 42.7251 | 6.0584 | 49.1077
VA | INSIG | MUNICIPAL | Jefferson Eric L Residence | VAG404178 | 001 | 1.0598 | 5.982% | 0.00070038 | 0.00074228 | 18.6489 | 2.4932 | 14.959 | 39.9756 | 5.3443 | 32.066 | 31.5551 | 2.5773 | 3.4901 | 18.6489 | 2.4932 | 14.959 | 42.1589 | 5.6362 | 33.8173 | 33.2785 | 2.7181 | 3.6807 | 25.1926 | 3.368 | 40.4159 | 56.952 | 7.6139 | 91.3668 | 44.9556 | 3.6718 | 9.9446
VA | INSIG | MUNICIPAL | Jenkins David F Residence | VAG406497 | 001 | 1.1098 | 10.98% | 0.00070038 | 0.0007773 | 18.6489 | 2.4932 | 14.959 | 39.9756 | 5.3443 | 32.066 | 26.7922 | 5.2832 | 22.9886 | 18.6489 | 2.4932 | 14.959 | 44.1477 | 5.9021 | 35.4126 | 29.5883 | 5.8346 | 25.3878 | 24.0577 | 3.2163 | 38.5952 | 56.952 | 7.6139 | 91.3668 | 38.1699 | 7.5268 | 65.5023
VA | INSIG | MUNICIPAL | Jenkins Marvin Residence | VAG406498 | 001 | 1.1098 | 10.98% | 0.00070038 | 0.0007773 | 18.6489 | 2.4932 | 14.959 | 39.9756 | 5.3443 | 32.066 | 26.3452 | 4.7953 | 19.883 | 18.6489 | 2.4932 | 14.959 | 44.1477 | 5.9021 | 35.4126 | 29.0948 | 5.2958 | 21.9581 | 24.0577 | 3.2163 | 38.5952 | 56.952 | 7.6139 | 91.3668 | 37.5332 | 6.8318 | 56.6533
VA | INSIG | MUNICIPAL | Jenkins Wade W Residence | VAG406070 | 001 | 1.1098 | 10.98% | 0.00070038 | 0.0007773 | 18.6489 | 2.4932 | 14.959 | 39.9756 | 5.3443 | 32.066 | 28.3788 | 4.7953 | 19.883 | 18.6489 | 2.4932 | 14.959 | 44.1477 | 5.9021 | 35.4126 | 31.3406 | 5.2958 | 21.9581 | 24.0577 | 3.2163 | 38.5952 | 56.952 | 7.6139 | 91.3668 | 40.4304 | 6.8318 | 56.6533
VA | INSIG | MUNICIPAL | Jenkins, Leon & Connie Residence | VAG401323 | 001 | 1.0774 | 7.738% | 0.00070038 | 0.00075458 | 18.6489 | 2.4932 | 14.959 | 39.9756 | 5.3443 | 32.066 | 28.7497 | 3.7571 | 19.7762 | 18.6489 | 2.4932 | 14.959 | 42.8575 | 5.7296 | 34.3777 | 30.8223 | 4.0279 | 21.2019 | 24.7819 | 3.3131 | 39.7571 | 56.952 | 7.6139 | 91.3668 | 40.9588 | 5.3526 | 56.3491
VA | INSIG | MUNICIPAL | Jennings Evelyn Residence | VAG401201 | 001 | 1.0326 | 3.261% | 0.00070038 | 0.00072322 | 18.6489 | 2.4932 | 14.959 | 39.9756 | 5.3443 | 32.066 | 25.246 | 4.2427 | 24.1306 | 18.6489 | 2.4932 | 14.959 | 41.0765 | 5.4915 | 32.9491 | 25.9412 | 4.3595 | 24.7952 | 25.8564 | 3.4567 | 41.4809 | 56.952 | 7.6139 | 91.3668 | 35.9671 | 6.0444 | 68.7562
VA | INSIG | MUNICIPAL | John & Nancy Schliting Residence | VAG407204 | 001 | 1.0094 | 0.9385% | 0.00070038 | 0.00070696 | 18.6489 | 2.4932 | 14.959 | 39.9756 | 5.3443 | 32.066 | 15.2266 | 2.5731 | 6.8722 | 18.6489 | 2.4932 | 14.959 | 40.1526 | 5.368 | 32.208 | 15.294 | 2.5845 | 6.9027 | 26.4514 | 3.5363 | 42.4354 | 56.952 | 7.6139 | 91.3668 | 21.6929 | 3.6659 | 19.5813
VA | INSIG | MUNICIPAL | John Dagner Residence | VAG404075 | 001 | 1.0726 | 7.264% | 0.00070038 | 0.00075126 | 18.6489 | 2.4932 | 14.959 | 39.9756 | 5.3443 | 32.066 | 12.6966 | 1.6446 | 2.4167 | 18.6489 | 2.4932 | 14.959 | 42.6689 | 5.7044 | 34.2264 | 13.5521 | 1.7554 | 2.5796 | 24.8915 | 3.3277 | 39.9328 | 56.952 | 7.6139 | 91.3668 | 18.0885 | 2.343 | 6.8861
VA | INSIG | MUNICIPAL | John Dan Miller Residence | VAG404192 | 001 | 1.0569 | 5.688% | 0.00070038 | 0.00074022 | 18.6489 | 2.4932 | 14.959 | 39.9756 | 5.3443 | 32.066 | 18.8049 | 1.8004 | 2.4222 | 18.6489 | 2.4932 | 14.959 | 42.0419 | 5.6206 | 33.7234 | 19.7769 | 1.8935 | 2.5474 | 25.2627 | 3.3774 | 40.5284 | 56.952 | 7.6139 | 91.3668 | 26.7907 | 2.565 | 6.9018
VA | INSIG | MUNICIPAL | John J Wright Middle School | VA0061298 | 001 | 1.1048 | 10.48% | 0.010506 | 0.011607 | 18.6489 | 2.4932 | 14.959 | 599.6341 | 80.165 | 480.9899 | 143.2532 | 22.9246 | 17.0964 | 18.6489 | 2.4932 | 14.959 | 659.2284 | 88.1321 | 528.7928 | 157.4904 | 25.203 | 18.7955 | 24.1667 | 3.2308 | 38.7701 | 854.2796 | 114.2085 | 1370.502 | 204.0883 | 32.66 | 48.7134
VA | INSIG | MUNICIPAL | Johns Leslie Jr and Sheila B Residence | VAG401171 | 001 | 1.1137 | 11.37% | 0.00070038 | 0.00078004 | 18.6489 | 2.4932 | 14.959 | 39.9756 | 5.3443 | 32.066 | 31.1322 | 3.8319 | 18.9688 | 18.6489 | 2.4932 | 14.959 | 44.3037 | 5.923 | 35.5377 | 34.5028 | 4.2468 | 21.0226 | 23.973 | 3.2049 | 38.4593 | 56.952 | 7.6139 | 91.3668 | 44.353 | 5.4592 | 54.0486
VA | INSIG | MUNICIPAL | Johns Manville STP-Edinburg | VA0088846 | 001 | 1.0326 | 3.261% | 0.0049027 | 0.0050626 | 18.6489 | 2.4932 | 14.959 | 279.8292 | 37.4103 | 224.4619 | 277.7455 | 28.5472 | 139.1959 | 18.6489 | 2.4932 | 14.959 | 287.5355 | 38.4406 | 230.6434 | 285.3944 | 29.3334 | 143.0293 | 25.8564 | 3.4567 | 41.4809 | 398.6638 | 53.2973 | 639.5676 | 395.6952 | 40.6703 | 396.616
VA | INSIG | MUNICIPAL | Johnson William T Residence | VAG408243 | 001 | 1.0674 | 6.737% | 0.00070038 | 0.00074757 | 18.6489 | 2.4932 | 14.959 | 39.9756 | 5.3443 | 32.066 | 29.8624 | 4.2525 | 17.2348 | 18.6489 | 2.4932 | 14.959 | 42.459 | 5.6763 | 34.058 | 31.7175 | 4.5167 | 18.3054 | 25.0145 | 3.3442 | 40.1303 | 56.952 | 7.6139 | 91.3668 | 42.544 | 6.0584 | 49.1077
VA | INSIG | MUNICIPAL | Jones Hoyt Property | VAG407274 | 001 | 1.082 | 8.199% | 0.00070038 | 0.00075781 | 18.6489 | 2.4932 | 14.959 | 39.9756 | 5.3443 | 32.066 | 15.9207 | 1.6376 | 2.5812 | 18.6489 | 2.4932 | 14.959 | 43.0406 | 5.7541 | 34.5246 | 17.1414 | 1.7632 | 2.7791 | 24.6765 | 3.299 | 39.588 | 56.952 | 7.6139 | 91.3668 | 22.6818 | 2.3331 | 7.3546
VA | INSIG | MUNICIPAL | Jones Joseph R Jr Residence | VAG401784 | 001 | 1.0674 | 6.737% | 0.00070038 | 0.00074757 | 18.6489 | 2.4932 | 14.959 | 39.9756 | 5.3443 | 32.066 | 34.943 | 4.3524 | 24.9865 | 18.6489 | 2.4932 | 14.959 | 42.459 | 5.6763 | 34.058 | 37.1137 | 4.6228 | 26.5387 | 25.0145 | 3.3442 | 40.1303 | 56.952 | 7.6139 | 91.3668 | 49.7821 | 6.2007 | 71.1949
VA | INSIG | MUNICIPAL | Jones Vance Residence | VAG404170 | 001 | 1.0598 | 5.982% | 0.00070038 | 0.00074228 | 18.6489 | 2.4932 | 14.959 | 39.9756 | 5.3443 | 32.066 | 29.3002 | 3.2395 | 5.7759 | 18.6489 | 2.4932 | 14.959 | 42.1589 | 5.6362 | 33.8173 | 30.9004 | 3.4165 | 6.0914 | 25.1926 | 3.368 | 40.4159 | 56.952 | 7.6139 | 91.3668 | 41.743 | 4.6153 | 16.4576
VA | INSIG | MUNICIPAL | Jones, Frank & Wanda Residence | VAG401004 | 001 | 1.0674 | 6.737% | 0.00070038 | 0.00074757 | 18.6489 | 2.4932 | 14.959 | 39.9756 | 5.3443 | 32.066 | 18.2243 | 4.1451 | 20.8048 | 18.6489 | 2.4932 | 14.959 | 42.459 | 5.6763 | 34.058 | 19.3565 | 4.4026 | 22.0972 | 25.0145 | 3.3442 | 40.1303 | 56.952 | 7.6139 | 91.3668 | 25.9636 | 5.9054 | 59.2797
VA | INSIG | MUNICIPAL | Jones, Stan & Bonni | VAG401165 | 001 | 1.0478 | 4.78% | 0.00070038 | 0.00073386 | 18.6489 | 2.4932 | 14.959 | 39.9756 | 5.3443 | 32.066 | 27.5424 | 4.2147 | 22.2 | 18.6489 | 2.4932 | 14.959 | 41.6808 | 5.5723 | 33.4338 | 28.7172 | 4.3945 | 23.1469 | 25.4816 | 3.4066 | 40.8796 | 56.952 | 7.6139 | 91.3668 | 39.2388 | 6.0046 | 63.2552
VA | INSIG | MUNICIPAL | Jordan Multiple Residence | VAG401000 | 001 | 1.1137 | 11.37% | 0.00070038 | 0.00078004 | 18.6489 | 2.4932 | 14.959 | 39.9756 | 5.3443 | 32.066 | 27.456 | 2.7382 | 9.6968 | 18.6489 | 2.4932 | 14.959 | 44.3037 | 5.923 | 35.5377 | 30.4287 | 3.0347 | 10.7467 | 23.973 | 3.2049 | 38.4593 | 56.952 | 7.6139 | 91.3668 | 39.1158 | 3.9011 | 27.6295
VA | INSIG | MUNICIPAL | Jordan Samuel and Leslie Residence | VAG406501 | 001 | 1.0763 | 7.634% | 0.00070038 | 0.00075385 | 18.6489 | 2.4932 | 14.959 | 39.9756 | 5.3443 | 32.066 | 17.8857 | 2.5082 | 7.4154 | 18.6489 | 2.4932 | 14.959 | 42.8161 | 5.7241 | 34.3445 | 19.1566 | 2.6864 | 7.9423 | 24.8059 | 3.3163 | 39.7956 | 56.952 | 7.6139 | 91.3668 | 25.4812 | 3.5733 | 21.1291
VA | INSIG | MUNICIPAL | Jost Jacob and Laura Residence | VAG408413 | 001 | 1.0674 | 6.737% | 0.00070038 | 0.00074757 | 18.6489 | 2.4932 | 14.959 | 39.9756 | 5.3443 | 32.066 | 28.45 | 4.3524 | 24.9865 | 18.6489 | 2.4932 | 14.959 | 42.459 | 5.6763 | 34.058 | 30.2174 | 4.6228 | 26.5387 | 25.0145 | 3.3442 | 40.1303 | 56.952 | 7.6139 | 91.3668 | 40.5319 | 6.2007 | 71.1949
VA | INSIG | MUNICIPAL | Jost Timothy and Ruth Residence | VAG408361 | 001 | 1.0674 | 6.737% | 0.00070038 | 0.00074757 | 18.6489 | 2.4932 | 14.959 | 39.9756 | 5.3443 | 32.066 | 28.45 | 4.3524 | 24.9865 | 18.6489 | 2.4932 | 14.959 | 42.459 | 5.6763 | 34.058 | 30.2174 | 4.6228 | 26.5387 | 25.0145 | 3.3442 | 40.1303 | 56.952 | 7.6139 | 91.3668 | 40.5319 | 6.2007 | 71.1949
VA | INSIG | MUNICIPAL | Judge Megan Residence | VAG406271 | 001 | 1.083 | 8.299% | 0.00070038 | 0.00075851 | 18.6489 | 2.4932 | 14.959 | 39.9756 | 5.3443 | 32.066 | 22.5599 | 2.9328 | 4.4319 | 18.6489 | 2.4932 | 14.959 | 43.0804 | 5.7594 | 34.5564 | 24.312 | 3.1605 | 4.7761 | 24.6537 | 3.296 | 39.5515 | 56.952 | 7.6139 | 91.3668 | 32.1403 | 4.1782 | 12.6279
VA | INSIG | MUNICIPAL | Judy, James W Jr Residence | VAG401131 | 001 | 1.1137 | 11.37% | 0.00070038 | 0.00078004 | 18.6489 | 2.4932 | 14.959 | 39.9756 | 5.3443 | 32.066 | 33.3572 | 3.7293 | 17.5855 | 18.6489 | 2.4932 | 14.959 | 44.3037 | 5.923 | 35.5377 | 36.9688 | 4.1331 | 19.4895 | 23.973 | 3.2049 | 38.4593 | 56.952 | 7.6139 | 91.3668 | 47.523 | 5.3131 | 50.1071
VA | INSIG | MUNICIPAL | Judy, Ray E & Cathy J Residence | VAG401189 | 001 | 1.1137 | 11.37% | 0.00070038 | 0.00078004 | 18.6489 | 2.4932 | 14.959 | 39.9756 | 5.3443 | 32.066 | 33.3572 | 3.7293 | 17.5855 | 18.6489 | 2.4932 | 14.959 | 44.3037 | 5.923 | 35.5377 | 36.9688 | 4.1331 | 19.4895 | 23.973 | 3.2049 | 38.4593 | 56.952 | 7.6139 | 91.3668 | 47.523 | 5.3131 | 50.1071
VA | INSIG | MUNICIPAL | K and M Investments LLC - Lot 1 | VAG404217 | 001 | 1.0844 | 8.436% | 0.00070038 | 0.00075946 | 18.6489 | 2.4932 | 14.959 | 39.9756 | 5.3443 | 32.066 | 19.2721 | 2.192 | 9.0266 | 18.6489 | 2.4932 | 14.959 | 43.1348 | 5.7667 | 34.6001 | 20.7951 | 2.3653 | 9.7399 | 24.6226 | 3.2918 | 39.5015 | 56.952 | 7.6139 | 91.3668 | 27.4563 | 3.1229 | 25.7197
VA | INSIG | MUNICIPAL | Kaiser, Joe Residence | VAG401841 | 001 | 1.0774 | 7.738% | 0.00070038 | 0.00075458 | 18.6489 | 2.4932 | 14.959 | 39.9756 | 5.3443 | 32.066 | 38.1591 | 3.9471 | 18.6246 | 18.6489 | 2.4932 | 14.959 | 42.8575 | 5.7296 | 34.3777 | 40.9101 | 4.2316 | 19.9673 | 24.7819 | 3.3131 | 39.7571 | 56.952 | 7.6139 | 91.3668 | 54.364 | 5.6233 | 53.0678
VA | INSIG | MUNICIPAL | Kandl John C Residence | VAG406312 | 001 | 1.1396 | 13.96% | 0.00070038 | 0.00079815 | 18.6489 | 2.4932 | 14.959 | 39.9756 | 5.3443 | 32.066 | 30.728 | 4.8628 | 15.7932 | 18.6489 | 2.4932 | 14.959 | 45.3318 | 6.0604 | 36.3624 | 34.8452 | 5.5143 | 17.9093 | 23.4293 | 3.1323 | 37.5871 | 56.952 | 7.6139 | 91.3668 | 43.7772 | 6.9278 | 45.0002
VA | INSIG | MUNICIPAL | Kangaroo | VAG403066 | 001 | 1.1155 | 11.55% | 0.00070038 | 0.00078126 | 18.6489 | 2.4932 | 14.959 | 39.9756 | 5.3443 | 32.066 | 34.2247 | 4.2238 | 8.9049 | 18.6489 | 2.4932 | 14.959 | 44.3725 | 5.9322 | 35.5929 | 37.9891 | 4.6884 | 9.8843 | 23.9358 | 3.2 | 38.3997 | 56.952 | 7.6139 | 91.3668 | 48.7589 | 6.0176 | 25.3729
VA | INSIG | MUNICIPAL | Kastle Greens Golf Course | VAG406232 | 001 | 1.1396 | 13.96% | 0.00070038 | 0.00079815 | 18.6489 | 2.4932 | 14.959 | 39.9756 | 5.3443 | 32.066 | 30.728 | 4.8628 | 15.7932 | 18.6489 | 2.4932 | 14.959 | 45.3318 | 6.0604 | 36.3624 | 34.8452 | 5.5143 | 17.9093 | 23.4293 | 3.1323 | 37.5871 | 56.952 | 7.6139 | 91.3668 | 43.7772 | 6.9278 | 45.0002
VA | INSIG | MUNICIPAL | Katsaris Richard Residence | VAG406065 | 001 | 1.083 | 8.299% | 0.00070038 | 0.00075851 | 18.6489 | 2.4932 | 14.959 | 39.9756 | 5.3443 | 32.066 | 20.7181 | 2.8315 | 3.7356 | 18.6489 | 2.4932 | 14.959 | 43.0804 | 5.7594 | 34.5564 | 22.3272 | 3.0515 | 4.0257 | 24.6537 | 3.296 | 39.5515 | 56.952 | 7.6139 | 91.3668 | 29.5165 | 4.034 | 10.6439
VA | INSIG | MUNICIPAL | Keckley James and Andrea Prop Parcels 1 and 2 | VAG408224 | 001 | 1.0326 | 3.261% | 0.00070038 | 0.00072322 | 18.6489 | 2.4932 | 14.959 | 39.9756 | 5.3443 | 32.066 | 25.246 | 4.2427 | 24.1306 | 18.6489 | 2.4932 | 14.959 | 41.0765 | 5.4915 | 32.9491 | 25.9412 | 4.3595 | 24.7952 | 25.8564 | 3.4567 | 41.4809 | 56.952 | 7.6139 | 91.3668 | 35.9671 | 6.0444 | 68.7562
VA | INSIG | MUNICIPAL | Keenan Michael Residence | VAG406492 | 001 | 1.0763 | 7.634% | 0.00070038 | 0.00075385 | 18.6489 | 2.4932 | 14.959 | 39.9756 | 5.3443 | 32.066 | 16.7527 | 2.5082 | 7.4154 | 18.6489 | 2.4932 | 14.959 | 42.8161 | 5.7241 | 34.3445 | 17.9431 | 2.6864 | 7.9423 | 24.8059 | 3.3163 | 39.7956 | 56.952 | 7.6139 | 91.3668 | 23.8671 | 3.5733 | 21.1291
VA | INSIG | MUNICIPAL | Kelley Brian M Residence | VAG408178 | 001 | 1.0674 | 6.737% | 0.00070038 | 0.00074757 | 18.6489 | 2.4932 | 14.959 | 39.9756 | 5.3443 | 32.066 | 26.909 | 4.2516 | 23.8717 | 18.6489 | 2.4932 | 14.959 | 42.459 | 5.6763 | 34.058 | 28.5807 | 4.5157 | 25.3547 | 25.0145 | 3.3442 | 40.1303 | 56.952 | 7.6139 | 91.3668 | 38.3364 | 6.0571 | 68.0185
VA | INSIG | MUNICIPAL | Kelley, Debbie S Residence | VAG401497 | 001 | 1.1137 | 11.37% | 0.00070038 | 0.00078004 | 18.6489 | 2.4932 | 14.959 | 39.9756 | 5.3443 | 32.066 | 31.5184 | 2.7382 | 9.6968 | 18.6489 | 2.4932 | 14.959 | 44.3037 | 5.923 | 35.5377 | 34.9309 | 3.0347 | 10.7467 | 23.973 | 3.2049 | 38.4593 | 56.952 | 7.6139 | 91.3668 | 44.9033 | 3.9011 | 27.6295
VA | INSIG | MUNICIPAL | Kelly Maness Residence | VAG404107 | 001 | 1.0569 | 5.688% | 0.00070038 | 0.00074022 | 18.6489 | 2.4932 | 14.959 | 39.9756 | 5.3443 | 32.066 | 15.8856 | 1.7858 | 2.1702 | 18.6489 | 2.4932 | 14.959 | 42.0419 | 5.6206 | 33.7234 | 16.7067 | 1.8781 | 2.2823 | 25.2627 | 3.3774 | 40.5284 | 56.952 | 7.6139 | 91.3668 | 22.6317 | 2.5442 | 6.1835
VA | INSIG | MUNICIPAL | Kelly Rebecca and Rodney Residence | VAG408114 | 001 | 1.1137 | 11.37% | 0.00070038 | 0.00078004 | 18.6489 | 2.4932 | 14.959 | 39.9756 | 5.3443 | 32.066 | 30.9691 | 3.8319 | 18.9688 | 18.6489 | 2.4932 | 14.959 | 44.3037 | 5.923 | 35.5377 | 34.3221 | 4.2468 | 21.0226 | 23.973 | 3.2049 | 38.4593 | 56.952 | 7.6139 | 91.3668 | 44.1208 | 5.4592 | 54.0486
VA | INSIG | MUNICIPAL | Kelly, Lawrence F & Roseanne C | VAG401993 | 001 | 1.0326 | 3.261% | 0.00070038 | 0.00072322 | 18.6489 | 2.4932 | 14.959 | 39.9756 | 5.3443 | 32.066 | 34.6976 | 4.133 | 23.2747 | 18.6489 | 2.4932 | 14.959 | 41.0765 | 5.4915 | 32.9491 | 35.6531 | 4.2468 | 23.9157 | 25.8564 | 3.4567 | 41.4809 | 56.952 | 7.6139 | 91.3668 | 49.4325 | 5.8882 | 66.3175
VA | INSIG | MUNICIPAL | Kelly/Campbell Residence | VAG401368 | 001 | 1.0326 | 3.261% | 0.00070038 | 0.00072322 | 18.6489 | 2.4932 | 14.959 | 39.9756 | 5.3443 | 32.066 | 34.4323 | 4.0782 | 19.8851 | 18.6489 | 2.4932 | 14.959 | 41.0765 | 5.4915 | 32.9491 | 35.3806 | 4.1905 | 20.4328 | 25.8564 | 3.4567 | 41.4809 | 56.952 | 7.6139 | 91.3668 | 49.0546 | 5.81 | 56.6594
VA | INSIG | MUNICIPAL | Kemp Robert J Residence | VAG401796 | 001 | 1.1137 | 11.37% | 0.00070038 | 0.00078004 | 18.6489 | 2.4932 | 14.959 | 39.9756 | 5.3443 | 32.066 | 32.9501 | 2.7382 | 9.6968 | 18.6489 | 2.4932 | 14.959 | 44.3037 | 5.923 | 35.5377 | 36.5176 | 3.0347 | 10.7467 | 23.973 | 3.2049 | 38.4593 | 56.952 | 7.6139 | 91.3668 | 46.943 | 3.9011 | 27.6295
VA | INSIG | MUNICIPAL | Kennel Marianne R Residence | VAG408244 | 001 | 1.0674 | 6.737% | 0.00070038 | 0.00074757 | 18.6489 | 2.4932 | 14.959 | 39.9756 | 5.3443 | 32.066 | 28.45 | 4.3524 | 24.9865 | 18.6489 | 2.4932 | 14.959 | 42.459 | 5.6763 | 34.058 | 30.2174 | 4.6228 | 26.5387 | 25.0145 | 3.3442 | 40.1303 | 56.952 | 7.6139 | 91.3668 | 40.5319 | 6.2007 | 71.1949
VA | INSIG | MUNICIPAL | Kenney, Danny L Residence | VAG401435 | 001 | 1.0326 | 3.261% | 0.00070038 | 0.00072322 | 18.6489 | 2.4932 | 14.959 | 39.9756 | 5.3443 | 32.066 | 39.6779 | 4.0782 | 19.8851 | 18.6489 | 2.4932 | 14.959 | 41.0765 | 5.4915 | 32.9491 | 40.7706 | 4.1905 | 20.4328 | 25.8564 | 3.4567 | 41.4809 | 56.952 | 7.6139 | 91.3668 | 56.5279 | 5.81 | 56.6594
VA | INSIG | MUNICIPAL | Kerns Curtis E Residence | VAG401150 | 001 | 1.1137 | 11.37% | 0.00070038 | 0.00078004 | 18.6489 | 2.4932 | 14.959 | 39.9756 | 5.3443 | 32.066 | 24.9374 | 2.1593 | 6.1141 | 18.6489 | 2.4932 | 14.959 | 44.3037 | 5.923 | 35.5377 | 27.6373 | 2.3931 | 6.7761 | 23.973 | 3.2049 | 38.4593 | 56.952 | 7.6139 | 91.3668 | 35.5275 | 3.0763 | 17.4211
VA | INSIG | MUNICIPAL | Kerns Michael A and Julie C Residence | VAG408036 | 001 | 1.1137 | 11.37% | 0.00070038 | 0.00078004 | 18.6489 | 2.4932 | 14.959 | 39.9756 | 5.3443 | 32.066 | 27.5955 | 1.3776 | 2.3959 | 18.6489 | 2.4932 | 14.959 | 44.3037 | 5.923 | 35.5377 | 30.5832 | 1.5268 | 2.6553 | 23.973 | 3.2049 | 38.4593 | 56.952 | 7.6139 | 91.3668 | 39.3144 | 1.9627 | 6.8267
VA | INSIG | MUNICIPAL | Kerns, Anthony & Penny Residence | VAG401816 | 001 | 1.0774 | 7.738% | 0.00070038 | 0.00075458 | 18.6489 | 2.4932 | 14.959 | 39.9756 | 5.3443 | 32.066 | 36.2237 | 3.8465 | 19.3761 | 18.6489 | 2.4932 | 14.959 | 42.8575 | 5.7296 | 34.3777 | 38.8352 | 4.1238 | 20.773 | 24.7819 | 3.3131 | 39.7571 | 56.952 | 7.6139 | 91.3668 | 51.6068 | 5.4799 | 55.209
VA | INSIG | MUNICIPAL | Kerr Gary S and Tracy T Residence | VAG404262 | 001 | 1.0779 | 7.791% | 0.00070038 | 0.00075495 | 18.6489 | 2.4932 | 14.959 | 39.9756 | 5.3443 | 32.066 | 19.6426 | 0.68628 | 0.9208 | 18.6489 | 2.4932 | 14.959 | 42.8784 | 5.7324 | 34.3945 | 21.0689 | 0.73612 | 0.98766 | 24.7698 | 3.3115 | 39.7377 | 56.952 | 7.6139 | 91.3668 | 27.9842 | 0.97773 | 2.6237
VA | INSIG | MUNICIPAL | Kerrs Creek LLC | VA0088960 | 001 | 0.99879 | -0.1206% | 0.014008 | 0.013991 | 18.6489 | 2.4932 | 43.3811 | 799.5121 | 106.8866 | 1859.8275 | 351.0993 | 77.3993 | 891.7358 | 18.6489 | 2.4932 | 43.3811 | 794.6255 | 106.2334 | 1848.4604 | 348.9534 | 76.9263 | 886.2856 | 26.7319 | 3.5738 | 124.3676 | 1139.0394 | 152.278 | 5299.2744 | 500.2 | 110.2684 | 2540.8554
VA | INSIG | MUNICIPAL | Keswick STP | VA0085979 | 001 | 1.1118 | 11.18% | 0.069338 | 0.077091 | 11.2691 | 1.4959 | 14.959 | 2391.4817 | 317.4533 | 3174.5332 | 1727.9172 | 239.0415 | 1515.1183 | 11.2691 | 1.4959 | 14.959 | 2645.8121 | 351.214 | 3512.1399 | 1911.6785 | 264.4632 | 1676.2488 | 14.5115 | 1.9263 | 38.5261 | 3407.068 | 452.2657 | 9045.3132 | 2461.7087 | 340.5549 | 4317.0818
VA | INSIG | MUNICIPAL | Kevin Marshall Residence | VAG404003 | 001 | 1.0569 | 5.688% | 0.00070038 | 0.00074022 | 18.6489 | 2.4932 | 14.959 | 39.9756 | 5.3443 | 32.066 | 21.3764 | 2.8051 | 3.6327 | 18.6489 | 2.4932 | 14.959 | 42.0419 | 5.6206 | 33.7234 | 22.4813 | 2.9501 | 3.8205 | 25.2627 | 3.3774 | 40.5284 | 56.952 | 7.6139 | 91.3668 | 30.4542 | 3.9964 | 10.3509
VA | INSIG | MUNICIPAL | Keys Service Center | VAG406134 | 001 | 1.1396 | 13.96% | 0.00070038 | 0.00079815 | 18.6489 | 2.4932 | 14.959 | 39.9756 | 5.3443 | 32.066 | 11.21 | 1.7917 | 1.0838 | 18.6489 | 2.4932 | 14.959 | 45.3318 | 6.0604 | 36.3624 | 12.712 | 2.0318 | 1.2291 | 23.4293 | 3.1323 | 37.5871 | 56.952 | 7.6139 | 91.3668 | 15.9705 | 2.5526 | 3.0882
VA | INSIG | MUNICIPAL | Kieler, Carl & Patricia Residence | VAG401510 | 001 | 1.0326 | 3.261% | 0.00070038 | 0.00072322 | 18.6489 | 2.4932 | 14.959 | 39.9756 | 5.3443 | 32.066 | 34.8731 | 4.0782 | 19.8851 | 18.6489 | 2.4932 | 14.959 | 41.0765 | 5.4915 | 32.9491 | 35.8335 | 4.1905 | 20.4328 | 25.8564 | 3.4567 | 41.4809 | 56.952 | 7.6139 | 91.3668 | 49.6826 | 5.81 | 56.6594
VA | INSIG | MUNICIPAL | Kile Charles L and Doris A Residence | VAG408089 | 001 | 1.0674 | 6.737% | 0.00070038 | 0.00074757 | 18.6489 | 2.4932 | 14.959 | 39.9756 | 5.3443 | 32.066 | 18.7805 | 4.1451 | 20.8048 | 18.6489 | 2.4932 | 14.959 | 42.459 | 5.6763 | 34.058 | 19.9472 | 4.4026 | 22.0972 | 25.0145 | 3.3442 | 40.1303 | 56.952 | 7.6139 | 91.3668 | 26.756 | 5.9054 | 59.2797
VA | INSIG | MUNICIPAL | Kim Shops | VAG406425 | 001 | 1.3795 | 37.95% | 0.00070038 | 0.00096619 | 18.6489 | 2.4932 | 14.959 | 39.9756 | 5.3443 | 32.066 | 9.6698 | 2.5982 | 2.0171 | 18.6489 | 2.4932 | 14.959 | 54.8758 | 7.3363 | 44.018 | 13.2741 | 3.5666 | 2.769 | 19.3545 | 2.5875 | 31.0499 | 56.952 | 7.6139 | 91.3668 | 13.7763 | 3.7016 | 5.7475
VA | INSIG | MUNICIPAL | Kim Young J Sewage Treatment Plant | VA0090026 | 001 | 1.0658 | 6.585% | 0.00063035 | 0.00067185 | 18.6489 | 2.4932 | 14.959 | 35.978 | 4.8099 | 28.8594 | 31.3216 | 3.8655 | 13.3526 | 18.6489 | 2.4932 | 14.959 | 38.1588 | 5.1014 | 30.6086 | 33.2201 | 4.0998 | 14.162 | 25.0502 | 3.349 | 40.1874 | 51.2568 | 6.8525 | 82.2301 | 44.6229 | 5.507 | 38.0461
VA | INSIG | MUNICIPAL | Kimages Wharf Associates, LC/Milton Hess | VAG404270 | 001 | 1.0598 | 5.982% | 0.00070038 | 0.00074228 | 18.6489 | 2.4932 | 14.959 | 39.9756 | 5.3443 | 32.066 | 36.2841 | 3.2395 | 5.7759 | 18.6489 | 2.4932 | 14.959 | 42.1589 | 5.6362 | 33.8173 | 38.2658 | 3.4165 | 6.0914 | 25.1926 | 3.368 | 40.4159 | 56.952 | 7.6139 | 91.3668 | 51.6928 | 4.6153 | 16.4576
VA | INSIG | MUNICIPAL | Kimages Wharf Associates, LC/Milton Hess | VAG404271 | 001 | 1.0598 | 5.982% | 0.00070038 | 0.00074228 | 18.6489 | 2.4932 | 14.959 | 39.9756 | 5.3443 | 32.066 | 36.2841 | 3.2395 | 5.7759 | 18.6489 | 2.4932 | 14.959 | 42.1589 | 5.6362 | 33.8173 | 38.2658 | 3.4165 | 6.0914 | 25.1926 | 3.368 | 40.4159 | 56.952 | 7.6139 | 91.3668 | 51.6928 | 4.6153 | 16.4576
VA | INSIG | MUNICIPAL | Kincaid Dorothy Residence | VAG408163 | 001 | 1.084 | 8.401% | 0.00070038 | 0.00075922 | 18.6489 | 2.4932 | 14.959 | 39.9756 | 5.3443 | 32.066 | 14.5488 | 2.2787 | 5.1945 | 18.6489 | 2.4932 | 14.959 | 43.1211 | 5.7648 | 34.5891 | 15.6935 | 2.458 | 5.6032 | 24.6305 | 3.2928 | 39.5141 | 56.952 | 7.6139 | 91.3668 | 20.7272 | 3.2463 | 14.8009
VA | INSIG | MUNICIPAL | King, Evelyn & Lois Residence | VAG401198 | 001 | 1.0674 | 6.737% | 0.00070038 | 0.00074757 | 18.6489 | 2.4932 | 14.959 | 39.9756 | 5.3443 | 32.066 | 28.45 | 4.3524 | 24.9865 | 18.6489 | 2.4932 | 14.959 | 42.459 | 5.6763 | 34.058 | 30.2174 | 4.6228 | 26.5387 | 25.0145 | 3.3442 | 40.1303 | 56.952 | 7.6139 | 91.3668 | 40.5319 | 6.2007 | 71.1949
VA | INSIG | MUNICIPAL | Kingdom Hall of Jehovah's Witnesses | VAG401008 | 001 | 1.0326 | 3.261% | 0.00070038 | 0.00072322 | 18.6489 | 2.4932 | 14.959 | 39.9756 | 5.3443 | 32.066 | 39.6779 | 4.0782 | 19.8851 | 18.6489 | 2.4932 | 14.959 | 41.0765 | 5.4915 | 32.9491 | 40.7706 | 4.1905 | 20.4328 | 25.8564 | 3.4567 | 41.4809 | 56.952 | 7.6139 | 91.3668 | 56.5279 | 5.81 | 56.6594
VA | INSIG | MUNICIPAL | Kingery Rick-Rebecca Residence | VAG401490 | 001 | 1.0326 | 3.261% | 0.00070038 | 0.00072322 | 18.6489 | 2.4932 | 14.959 | 39.9756 | 5.3443 | 32.066 | 38.0512 | 4.0782 | 19.8851 | 18.6489 | 2.4932 | 14.959 | 41.0765 | 5.4915 | 32.9491 | 39.0991 | 4.1905 | 20.4328 | 25.8564 | 3.4567 | 41.4809 | 56.952 | 7.6139 | 91.3668 | 54.2103 | 5.81 | 56.6594
VA | INSIG | MUNICIPAL | Kings Landing Subdivision Lot 6 | VAG404243 | 001 | 1.0759 | 7.588% | 0.00070038 | 0.00075353 | 18.6489 | 2.4932 | 14.959 | 39.9756 | 5.3443 | 32.066 | 37.4187 | 5.0159 | 6.6521 | 18.6489 | 2.4932 | 14.959 | 42.7978 | 5.7216 | 34.3298 | 40.0604 | 5.37 | 7.1217 | 24.8165 | 3.3177 | 39.8126 | 56.952 | 7.6139 | 91.3668 | 53.3092 | 7.146 | 18.9541
VA | INSIG | MUNICIPAL | Kings Landing Subdivision Lot 7 | VAG404244 | 001 | 1.0759 | 7.588% | 0.00070038 | 0.00075353 | 18.6489 | 2.4932 | 14.959 | 39.9756 | 5.3443 | 32.066 | 37.4187 | 5.0159 | 6.6521 | 18.6489 | 2.4932 | 14.959 | 42.7978 | 5.7216 | 34.3298 | 40.0604 | 5.37 | 7.1217 | 24.8165 | 3.3177 | 39.8126 | 56.952 | 7.6139 | 91.3668 | 53.3092 | 7.146 | 18.9541
VA | INSIG | MUNICIPAL | Kipp III John R Residence | VAG406199 | 001 | 1.1098 | 10.98% | 0.00070038 | 0.0007773 | 18.6489 | 2.4932 | 14.959 | 39.9756 | 5.3443 | 32.066 | 28.1945 | 5.2832 | 22.9886 | 18.6489 | 2.4932 | 14.959 | 44.1477 | 5.9021 | 35.4126 | 31.137 | 5.8346 | 25.3878 | 24.0577 | 3.2163 | 38.5952 | 56.952 | 7.6139 | 91.3668 | 40.1677 | 7.5268 | 65.5023
VA | INSIG | MUNICIPAL | Kipps Lawrence Rental Residence | VAG406066 | 001 | 1.1396 | 13.96% | 0.00070038 | 0.00079815 | 18.6489 | 2.4932 | 14.959 | 39.9756 | 5.3443 | 32.066 | 29.0865 | 4.8628 | 15.7932 | 18.6489 | 2.4932 | 14.959 | 45.3318 | 6.0604 | 36.3624 | 32.9838 | 5.5143 | 17.9093 | 23.4293 | 3.1323 | 37.5871 | 56.952 | 7.6139 | 91.3668 | 41.4386 | 6.9278 | 45.0002
VA | INSIG | MUNICIPAL | Kiser Terry and Kim E Residence | VAG408270 | 001 | 1.0674 | 6.737% | 0.00070038 | 0.00074757 | 18.6489 | 2.4932 | 14.959 | 39.9756 | 5.3443 | 32.066 | 19.4053 | 4.1451 | 20.8048 | 18.6489 | 2.4932 | 14.959 | 42.459 | 5.6763 | 34.058 | 20.6109 | 4.4026 | 22.0972 | 25.0145 | 3.3442 | 40.1303 | 56.952 | 7.6139 | 91.3668 | 27.6462 | 5.9054 | 59.2797
VA | INSIG | MUNICIPAL | Kline John Douglas Residence | VAG408261 | 001 | 1.0674 | 6.737% | 0.00070038 | 0.00074757 | 18.6489 | 2.4932 | 14.959 | 39.9756 | 5.3443 | 32.066 | 28.45 | 4.3524 | 24.9865 | 18.6489 | 2.4932 | 14.959 | 42.459 | 5.6763 | 34.058 | 30.2174 | 4.6228 | 26.5387 | 25.0145 | 3.3442 | 40.1303 | 56.952 | 7.6139 | 91.3668 | 40.5319 | 6.2007 | 71.1949
VA | INSIG | MUNICIPAL | Klinefelter Jeffrey L and Patricia L Residence | VAG401759 | 001 | 1.1137 | 11.37% | 0.00070038 | 0.00078004 | 18.6489 | 2.4932 | 14.959 | 39.9756 | 5.3443 | 32.066 | 28.1078 | 3.6122 | 15.795 | 18.6489 | 2.4932 | 14.959 | 44.3037 | 5.923 | 35.5377 | 31.151 | 4.0033 | 17.5051 | 23.973 | 3.2049 | 38.4593 | 56.952 | 7.6139 | 91.3668 | 40.0443 | 5.1462 | 45.0053
VA | INSIG | MUNICIPAL | Knight Frederick D and Nancy L Residence | VAG401412 | 001 | 1.0674 | 6.737% | 0.00070038 | 0.00074757 | 18.6489 | 2.4932 | 14.959 | 39.9756 | 5.3443 | 32.066 | 22.3513 | 4.3524 | 24.9865 | 18.6489 | 2.4932 | 14.959 | 42.459 | 5.6763 | 34.058 | 23.7399 | 4.6228 | 26.5387 | 25.0145 | 3.3442 | 40.1303 | 56.952 | 7.6139 | 91.3668 | 31.8432 | 6.2007 | 71.1949
VA | INSIG | MUNICIPAL | Koelber Christopher Property | VAG406453 | 001 | 1.1098 | 10.98% | 0.00070038 | 0.0007773 | 18.6489 | 2.4932 | 14.959 | 39.9756 | 5.3443 | 32.066 | 31.1996 | 6.236 | 39.9147 | 18.6489 | 2.4932 | 14.959 | 44.1477 | 5.9021 | 35.4126 | 34.4558 | 6.8868 | 44.0805 | 24.0577 | 3.2163 | 38.5952 | 56.952 | 7.6139 | 91.3668 | 44.4491 | 8.8843 | 113.7304
VA | INSIG | MUNICIPAL | Kohne Arvel L Jr Residence | VAG401023 | 001 | 1.1137 | 11.37% | 0.00070038 | 0.00078004 | 18.6489 | 2.4932 | 14.959 | 39.9756 | 5.3443 | 32.066 | 27.6695 | 1.3776 | 2.3959 | 18.6489 | 2.4932 | 14.959 | 44.3037 | 5.923 | 35.5377 | 30.6652 | 1.5268 | 2.6553 | 23.973 | 3.2049 | 38.4593 | 56.952 | 7.6139 | 91.3668 | 39.4198 | 1.9627 | 6.8267
VA | INSIG | MUNICIPAL | Kohne Donald L and Jantina L Residence | VAG401183 | 001 | 1.1137 | 11.37% | 0.00070038 | 0.00078004 | 18.6489 | 2.4932 | 14.959 | 39.9756 | 5.3443 | 32.066 | 10.8427 | 0.46217 | 0.7767 | 18.6489 | 2.4932 | 14.959 | 44.3037 | 5.923 | 35.5377 | 12.0166 | 0.51221 | 0.86079 | 23.973 | 3.2049 | 38.4593 | 56.952 | 7.6139 | 91.3668 | 15.4473 | 0.65844 | 2.2131
VA | INSIG | MUNICIPAL | Kosak Donna W Residence | VAG401138 | 001 | 1.0478 | 4.78% | 0.00070038 | 0.00073386 | 18.6489 | 2.4932 | 14.959 | 39.9756 | 5.3443 | 32.066 | 16.5621 | 4.3104 | 23.5941 | 18.6489 | 2.4932 | 14.959 | 41.6808 | 5.5723 | 33.4338 | 17.2685 | 4.4943 | 24.6005 | 25.4816 | 3.4066 | 40.8796 | 56.952 | 7.6139 | 91.3668 | 23.5954 | 6.1409 | 67.2275
VA | INSIG | MUNICIPAL | Koski Eric R Residence | VAG406113 | 001 | 1.147 | 14.7% | 0.00070038 | 0.00080337 | 18.6489 | 2.4932 | 14.959 | 39.9756 | 5.3443 | 32.066 | 29.4363 | 3.5208 | 16.7081 | 18.6489 | 2.4932 | 14.959 | 45.6287 | 6.1001 | 36.6005 | 33.5989 | 4.0186 | 19.0709 | 23.2769 | 3.1119 | 37.3426 | 56.952 | 7.6139 | 91.3668 | 41.9369 | 5.0159 | 47.6071
VA | INSIG | MUNICIPAL | Kosmas Robert P Residence | VAG401872 | 001 | 0.99879 | -0.1206% | 0.00070038 | 0.00069954 | 18.6489 | 2.4932 | 14.959 | 39.9756 | 5.3443 | 32.066 | 17.9323 | 3.87 | 15.3748 | 18.6489 | 2.4932 | 14.959 | 39.7313 | 5.3117 | 31.87 | 17.8227 | 3.8463 | 15.2808 | 26.7319 | 3.5738 | 42.8854 | 56.952 | 7.6139 | 91.3668 | 25.5475 | 5.5134 | 43.8079
VA | INSIG | MUNICIPAL | Kramer Eric and Valerie Resience | VAG401108 | 001 | 1.0674 | 6.737% | 0.00070038 | 0.00074757 | 18.6489 | 2.4932 | 14.959 | 39.9756 | 5.3443 | 32.066 | 26.9726 | 4.2516 | 23.8717 | 18.6489 | 2.4932 | 14.959 | 42.459 | 5.6763 | 34.058 | 28.6482 | 4.5157 | 25.3547 | 25.0145 | 3.3442 | 40.1303 | 56.952 | 7.6139 | 91.3668 | 38.427 | 6.0571 | 68.0185
VA | INSIG | MUNICIPAL | Kritter Eugene J Residence | VAG406182 | 001 | 1.1098 | 10.98% | 0.00070038 | 0.0007773 | 18.6489 | 2.4932 | 14.959 | 39.9756 | 5.3443 | 32.066 | 26.6967 | 4.7953 | 19.883 | 18.6489 | 2.4932 | 14.959 | 44.1477 | 5.9021 | 35.4126 | 29.483 | 5.2958 | 21.9581 | 24.0577 | 3.2163 | 38.5952 | 56.952 | 7.6139 | 91.3668 | 38.034 | 6.8318 | 56.6533
VA | INSIG | MUNICIPAL | Kronk Carolyn A Residence | VAG401287 | 001 | 1.0326 | 3.261% | 0.00070038 | 0.00072322 | 18.6489 | 2.4932 | 14.959 | 39.9756 | 5.3443 | 32.066 | 39.6779 | 4.0782 | 19.8851 | 18.6489 | 2.4932 | 14.959 | 41.0765 | 5.4915 | 32.9491 | 40.7706 | 4.1905 | 20.4328 | 25.8564 | 3.4567 | 41.4809 | 56.952 | 7.6139 | 91.3668 | 56.5279 | 5.81 | 56.6594
VA | INSIG | MUNICIPAL | Kruis Holly Residence | VAG401646 | 001 | 1.0478 | 4.78% | 0.00070038 | 0.00073386 | 18.6489 | 2.4932 | 14.959 | 39.9756 | 5.3443 | 32.066 | 12.2983 | 3.845 | 12.9806 | 18.6489 | 2.4932 | 14.959 | 41.6808 | 5.5723 | 33.4338 | 12.8228 | 4.009 | 13.5343 | 25.4816 | 3.4066 | 40.8796 | 56.952 | 7.6139 | 91.3668 | 17.5209 | 5.4778 | 36.9862
VA | INSIG | MUNICIPAL | Kuhlberg Jason Residence | VAG406234 | 001 | 1.083 | 8.299% | 0.00070038 | 0.00075851 | 18.6489 | 2.4932 | 14.959 | 39.9756 | 5.3443 | 32.066 | 11.0025 | 1.6569 | 0.90653 | 18.6489 | 2.4932 | 14.959 | 43.0804 | 5.7594 | 34.5564 | 11.857 | 1.7856 | 0.97693 | 24.6537 | 3.296 | 39.5515 | 56.952 | 7.6139 | 91.3668 | 15.6749 | 2.3605 | 2.583
VA | INSIG | MUNICIPAL | Kulha, David & Carole Residence | VAG401160 | 001 | 1.1137 | 11.37% | 0.00070038 | 0.00078004 | 18.6489 | 2.4932 | 14.959 | 39.9756 | 5.3443 | 32.066 | 26.7517 | 2.7382 | 9.6968 | 18.6489 | 2.4932 | 14.959 | 44.3037 | 5.923 | 35.5377 | 29.6481 | 3.0347 | 10.7467 | 23.973 | 3.2049 | 38.4593 | 56.952 | 7.6139 | 91.3668 | 38.1123 | 3.9011 | 27.6295
VA | INSIG | MUNICIPAL | Kyger Funeral Home | VAG401463 | 001 | 1.0674 | 6.737% | 0.00070038 | 0.00074757 | 18.6489 | 2.4932 | 14.959 | 39.9756 | 5.3443 | 32.066 | 31.0155 | 4.2525 | 17.2348 | 18.6489 | 2.4932 | 14.959 | 42.459 | 5.6763 | 34.058 | 32.9422 | 4.5167 | 18.3054 | 25.0145 | 3.3442 | 40.1303 | 56.952 | 7.6139 | 91.3668 | 44.1868 | 6.0584 | 49.1077
VA | INSIG | MUNICIPAL | Kyger Mary M Residence | VAG401883 | 001 | 1.0674 | 6.737% | 0.00070038 | 0.00074757 | 18.6489 | 2.4932 | 14.959 | 39.9756 | 5.3443 | 32.066 | 27.2385 | 4.2525 | 17.2348 | 18.6489 | 2.4932 | 14.959 | 42.459 | 5.6763 | 34.058 | 28.9306 | 4.5167 | 18.3054 | 25.0145 | 3.3442 | 40.1303 | 56.952 | 7.6139 | 91.3668 | 38.8058 | 6.0584 | 49.1077
VA | INSIG | MUNICIPAL | Lacey Spring Elementary School STP | VA0077399 | 001 | 1.0674 | 6.737% | 0.0052529 | 0.0056067 | 18.6489 | 2.4932 | 14.959 | 299.817 | 40.0825 | 240.4949 | 169.4691 | 32.643 | 187.3987 | 18.6489 | 2.4932 | 14.959 | 318.4424 | 42.5725 | 255.4351 | 179.9969 | 34.6709 | 199.0404 | 25.0145 | 3.3442 | 40.1303 | 427.1398 | 57.1043 | 685.251 | 241.4372 | 46.5054 | 533.9619
VA | INSIG | MUNICIPAL | LaDue Helm Partnership Property | VAG406444 | 001 | 1.1098 | 10.98% | 0.00070038 | 0.0007773 | 18.6489 | 2.4932 | 14.959 | 39.9756 | 5.3443 | 32.066 | 23.5594 | 5.2832 | 22.9886 | 18.6489 | 2.4932 | 14.959 | 44.1477 | 5.9021 | 35.4126 | 26.0182 | 5.8346 | 25.3878 | 24.0577 | 3.2163 | 38.5952 | 56.952 | 7.6139 | 91.3668 | 33.5644 | 7.5268 | 65.5023
VA | INSIG | MUNICIPAL | Lail Gurcharan & Gurdeep Residence | VAG401281 | 001 | 1.1137 | 11.37% | 0.00070038 | 0.00078004 | 18.6489 | 2.4932 | 14.959 | 39.9756 | 5.3443 | 32.066 | 29.3384 | 2.7382 | 9.6968 | 18.6489 | 2.4932 | 14.959 | 44.3037 | 5.923 | 35.5377 | 32.5149 | 3.0347 | 10.7467 | 23.973 | 3.2049 | 38.4593 | 56.952 | 7.6139 | 91.3668 | 41.7975 | 3.9011 | 27.6295
VA | INSIG | MUNICIPAL | Lake Anna Family Campground STP | VA0072079 | 001 | 1.0763 | 7.634% | 0.014008 | 0.015077 | 18.6489 | 2.4932 | 14.959 | 799.5121 | 106.8866 | 641.3198 | 133.38 | 16.31 | 19.5001 | 18.6489 | 2.4932 | 14.959 | 856.3217 | 114.4815 | 686.889 | 142.8573 | 17.4689 | 20.8857 | 24.8059 | 3.3163 | 39.7956 | 1139.0394 | 152.278 | 1827.336 | 190.0222 | 23.2363 | 55.5624
VA | INSIG | MUNICIPAL | Lake Jackson Drive Community Residences | VAG406242 | 001 | 1.083 | 8.299% | 0.00070038 | 0.00075851 | 18.6489 | 2.4932 | 14.959 | 39.9756 | 5.3443 | 32.066 | 22.7687 | 2.7639 | 4.1324 | 18.6489 | 2.4932 | 14.959 | 43.0804 | 5.7594 | 34.5564 | 24.537 | 2.9786 | 4.4534 | 24.6537 | 3.296 | 39.5515 | 56.952 | 7.6139 | 91.3668 | 32.4378 | 3.9377 | 11.7747
VA | INSIG | MUNICIPAL | Lake Wilderness | VAG406044 | 001 | 1.3795 | 37.95% | 0.00070038 | 0.00096619 | 18.6489 | 2.4932 | 14.959 | 39.9756 | 5.3443 | 32.066 | 4.8175 | 0.51332 | 0.17875 | 18.6489 | 2.4932 | 14.959 | 54.8758 | 7.3363 | 44.018 | 6.6131 | 0.70465 | 0.24537 | 19.3545 | 2.5875 | 31.0499 | 56.952 | 7.6139 | 91.3668 | 6.8633 | 0.73131 | 0.50932
VA | INSIG | MUNICIPAL | Lam Mitchell W Residence | VAG408100 | 001 | 1.0674 | 6.737% | 0.00070038 | 0.00074757 | 18.6489 | 2.4932 | 14.959 | 39.9756 | 5.3443 | 32.066 | 29.2423 | 4.2525 | 17.2348 | 18.6489 | 2.4932 | 14.959 | 42.459 | 5.6763 | 34.058 | 31.0589 | 4.5167 | 18.3054 | 25.0145 | 3.3442 | 40.1303 | 56.952 | 7.6139 | 91.3668 | 41.6605 | 6.0584 | 49.1077
VA | INSIG | MUNICIPAL | Lam Steven F Residence | VAG408004 | 001 | 1.0674 | 6.737% | 0.00070038 | 0.00074757 | 18.6489 | 2.4932 | 14.959 | 39.9756 | 5.3443 | 32.066 | 27.2385 | 4.2525 | 17.2348 | 18.6489 | 2.4932 | 14.959 | 42.459 | 5.6763 | 34.058 | 28.9306 | 4.5167 | 18.3054 | 25.0145 | 3.3442 | 40.1303 | 56.952 | 7.6139 | 91.3668 | 38.8058 | 6.0584 | 49.1077
VA | INSIG | MUNICIPAL | Lambert Michael W Residence | VAG408115 | 001 | 1.0674 | 6.737% | 0.00070038 | 0.00074757 | 18.6489 | 2.4932 | 14.959 | 39.9756 | 5.3443 | 32.066 | 32.4143 | 4.3524 | 24.9865 | 18.6489 | 2.4932 | 14.959 | 42.459 | 5.6763 | 34.058 | 34.428 | 4.6228 | 26.5387 | 25.0145 | 3.3442 | 40.1303 | 56.952 | 7.6139 | 91.3668 | 46.1796 | 6.2007 | 71.1949
VA | INSIG | MUNICIPAL | Lambert Multiple Residence | VAG401342 | 001 | 1.0326 | 3.261% | 0.00070038 | 0.00072322 | 18.6489 | 2.4932 | 14.959 | 39.9756 | 5.3443 | 32.066 | 37.4008 | 4.0782 | 19.8851 | 18.6489 | 2.4932 | 14.959 | 41.0765 | 5.4915 | 32.9491 | 38.4308 | 4.1905 | 20.4328 | 25.8564 | 3.4567 | 41.4809 | 56.952 | 7.6139 | 91.3668 | 53.2837 | 5.81 | 56.6594
VA | INSIG | MUNICIPAL | Lambert Multiple Residence | VAG401856 | 001 | 1.0326 | 3.261% | 0.00070038 | 0.00072322 | 18.6489 | 2.4932 | 14.959 | 39.9756 | 5.3443 | 32.066 | 32.9302 | 4.0782 | 19.8851 | 18.6489 | 2.4932 | 14.959 | 41.0765 | 5.4915 | 32.9491 | 33.8371 | 4.1905 | 20.4328 | 25.8564 | 3.4567 | 41.4809 | 56.952 | 7.6139 | 91.3668 | 46.9147 | 5.81 | 56.6594
VA | INSIG | MUNICIPAL | Lambert Preston S Residence | VAG408181 | 001 | 1.0674 | 6.737% | 0.00070038 | 0.00074757 | 18.6489 | 2.4932 | 14.959 | 39.9756 | 5.3443 | 32.066 | 21.448 | 4.1451 | 20.8048 | 18.6489 | 2.4932 | 14.959 | 42.459 | 5.6763 | 34.058 | 22.7804 | 4.4026 | 22.0972 | 25.0145 | 3.3442 | 40.1303 | 56.952 | 7.6139 | 91.3668 | 30.5563 | 5.9054 | 59.2797
VA | INSIG | MUNICIPAL | Lambert, Trenton Residence | VAG401941 | 001 | 1.0674 | 6.737% | 0.00070038 | 0.00074757 | 18.6489 | 2.4932 | 14.959 | 39.9756 | 5.3443 | 32.066 | 21.448 | 4.1451 | 20.8048 | 18.6489 | 2.4932 | 14.959 | 42.459 | 5.6763 | 34.058 | 22.7804 | 4.4026 | 22.0972 | 25.0145 | 3.3442 | 40.1303 | 56.952 | 7.6139 | 91.3668 | 30.5563 | 5.9054 | 59.2797
VA | INSIG | MUNICIPAL | Lamouroux Terry Residence | VAG408048 | 001 | 1.0478 | 4.78% | 0.00070038 | 0.00073386 | 18.6489 | 2.4932 | 14.959 | 39.9756 | 5.3443 | 32.066 | 24.5818 | 4.2033 | 18.6846 | 18.6489 | 2.4932 | 14.959 | 41.6808 | 5.5723 | 33.4338 | 25.6304 | 4.3826 | 19.4816 | 25.4816 | 3.4066 | 40.8796 | 56.952 | 7.6139 | 91.3668 | 35.021 | 5.9883 | 53.2388
VA | INSIG | MUNICIPAL | Lancaster John M W Residence | VAG406228 | 001 | 1.083 | 8.299% | 0.00070038 | 0.00075851 | 18.6489 | 2.4932 | 14.959 | 39.9756 | 5.3443 | 32.066 | 19.7743 | 2.9328 | 4.4319 | 18.6489 | 2.4932 | 14.959 | 43.0804 | 5.7594 | 34.5564 | 21.3101 | 3.1605 | 4.7761 | 24.6537 | 3.296 | 39.5515 | 56.952 | 7.6139 | 91.3668 | 28.1719 | 4.1782 | 12.6279
VA | INSIG | MUNICIPAL | Land Or Utility | VA0060887 | 001 | 1.1048 | 10.48% | 0.15408 | 0.17023 | 8.4768 | 1.097 | 14.959 | 3997.5603 | 517.3313 | 7054.5182 | 1214.7172 | 180.7755 | 302.1064 | 8.4768 | 1.097 | 14.959 | 4394.8561 | 568.7461 | 7755.6284 | 1335.4413 | 198.7417 | 332.1311 | 10.9849 | 1.4216 | 38.7701 | 5695.1972 | 737.0255 | 20100.696 | 1730.569 | 257.545 | 860.8027
VA | INSIG | MUNICIPAL | Landing View Golf & Country Club | VAG404129 | 001 | 1.0569 | 5.688% | 0.00070038 | 0.00074022 | 18.6489 | 2.4932 | 14.959 | 39.9756 | 5.3443 | 32.066 | 10.2934 | 0.26931 | 0.16534 | 18.6489 | 2.4932 | 14.959 | 42.0419 | 5.6206 | 33.7234 | 10.8255 | 0.28323 | 0.17389 | 25.2627 | 3.3774 | 40.5284 | 56.952 | 7.6139 | 91.3668 | 14.6647 | 0.38368 | 0.47112
VA | INSIG | MUNICIPAL | Lane Robin Property | VAG406304 | 001 | 0.99679 | -0.3212% | 0.00070038 | 0.00069813 | 18.6489 | 2.4932 | 14.959 | 39.9756 | 5.3443 | 32.066 | 23.8537 | 5.4454 | 21.7706 | 18.6489 | 2.4932 | 14.959 | 39.6515 | 5.301 | 31.806 | 23.6603 | 5.4012 | 21.5941 | 26.7857 | 3.581 | 42.9717 | 56.952 | 7.6139 | 91.3668 | 33.9837 | 7.7579 | 62.0318
VA | INSIG | MUNICIPAL | LaPrade Page Residence | VAG406190 | 001 | 1.1396 | 13.96% | 0.00070038 | 0.00079815 | 18.6489 | 2.4932 | 14.959 | 39.9756 | 5.3443 | 32.066 | 12.3242 | 2.806 | 3.6759 | 18.6489 | 2.4932 | 14.959 | 45.3318 | 6.0604 | 36.3624 | 13.9755 | 3.182 | 4.1684 | 23.4293 | 3.1323 | 37.5871 | 56.952 | 7.6139 | 91.3668 | 17.558 | 3.9977 | 10.4737
VA | INSIG | MUNICIPAL | Latimer Howard L Residence | VAG406193 | 001 | 1.1396 | 13.96% | 0.00070038 | 0.00079815 | 18.6489 | 2.4932 | 14.959 | 39.9756 | 5.3443 | 32.066 | 22.8919 | 3.4068 | 12.2639 | 18.6489 | 2.4932 | 14.959 | 45.3318 | 6.0604 | 36.3624 | 25.9591 | 3.8633 | 13.9071 | 23.4293 | 3.1323 | 37.5871 | 56.952 | 7.6139 | 91.3668 | 32.6134 | 4.8536 | 34.9439
VA | INSIG | MUNICIPAL | Laurel Hill Development | VAG401071 | 001 | 1.0763 | 7.634% | 0.00070038 | 0.00075385 | 18.6489 | 2.4932 | 14.959 | 39.9756 | 5.3443 | 32.066 | 5.8404 | 0.8155 | 0.97501 | 18.6489 | 2.4932 | 14.959 | 42.8161 | 5.7241 | 34.3445 | 6.2554 | 0.87344 | 1.0443 | 24.8059 | 3.3163 | 39.7956 | 56.952 | 7.6139 | 91.3668 | 8.3207 | 1.1618 | 2.7781
VA | INSIG | MUNICIPAL | Lauritsch Robert and Rosanne Residence | VAG404237 | 001 | 1.0982 | 9.823% | 0.00070038 | 0.00076918 | 18.6489 | 2.4932 | 14.959 | 39.9756 | 5.3443 | 32.066 | 14.2795 | 1.8597 | 2.2511 | 18.6489 | 2.4932 | 14.959 | 43.6869 | 5.8405 | 35.043 | 15.6052 | 2.0323 | 2.46 | 24.3115 | 3.2502 | 39.0023 | 56.952 | 7.6139 | 91.3668 | 20.3436 | 2.6494 | 6.414
VA | INSIG | MUNICIPAL | Lavinger David Residence | VAG406163 | 001 | 1.1098 | 10.98% | 0.00070038 | 0.0007773 | 18.6489 | 2.4932 | 14.959 | 39.9756 | 5.3443 | 32.066 | 26.1996 | 4.7953 | 19.883 | 18.6489 | 2.4932 | 14.959 | 44.1477 | 5.9021 | 35.4126 | 28.9339 | 5.2958 | 21.9581 | 24.0577 | 3.2163 | 38.5952 | 56.952 | 7.6139 | 91.3668 | 37.3257 | 6.8318 | 56.6533
VA | INSIG | MUNICIPAL | Lawnes Point Wastewater Treatment Plant | VA0091952 | 001 | 1.0807 | 8.071% | 0.035019 | 0.037846 | 0 | 0 | 14.959 | 0 | 0 | 1603.2996 | 0 | 0 | 1603.2996 | 0 | 0 | 14.959 | 0 | 0 | 1724.1983 | 0 | 0 | 1724.1983 | 0 | 0 | 39.6346 | 0 | 0 | 4568.34 | 0 | 0 | 4568.34
VA | INSIG | MUNICIPAL | Lawrence Steven Residence | VAG406027 | 001 | 1.1098 | 10.98% | 0.00070038 | 0.0007773 | 18.6489 | 2.4932 | 14.959 | 39.9756 | 5.3443 | 32.066 | 29.9656 | 4.8836 | 22.113 | 18.6489 | 2.4932 | 14.959 | 44.1477 | 5.9021 | 35.4126 | 33.093 | 5.3933 | 24.4209 | 24.0577 | 3.2163 | 38.5952 | 56.952 | 7.6139 | 91.3668 | 42.691 | 6.9576 | 63.0074
VA | INSIG | MUNICIPAL | Lawson Sylvia A Residence | VAG406257 | 001 | 1.1098 | 10.98% | 0.00070038 | 0.0007773 | 18.6489 | 2.4932 | 14.959 | 39.9756 | 5.3443 | 32.066 | 27.6807 | 4.7953 | 19.883 | 18.6489 | 2.4932 | 14.959 | 44.1477 | 5.9021 | 35.4126 | 30.5696 | 5.2958 | 21.9581 | 24.0577 | 3.2163 | 38.5952 | 56.952 | 7.6139 | 91.3668 | 39.4358 | 6.8318 | 56.6533
VA | INSIG | MUNICIPAL | Lay Donald C - Property | VAG406382 | 001 | 1.1098 | 10.98% | 0.00070038 | 0.0007773 | 18.6489 | 2.4932 | 14.959 | 39.9756 | 5.3443 | 32.066 | 31.1996 | 6.236 | 39.9147 | 18.6489 | 2.4932 | 14.959 | 44.1477 | 5.9021 | 35.4126 | 34.4558 | 6.8868 | 44.0805 | 24.0577 | 3.2163 | 38.5952 | 56.952 | 7.6139 | 91.3668 | 44.4491 | 8.8843 | 113.7304
VA | INSIG | MUNICIPAL | LB Land LLC Lots 49 and 50 | VAG408214 | 001 | 1.1137 | 11.37% | 0.00070038 | 0.00078004 | 18.6489 | 2.4932 | 14.959 | 39.9756 | 5.3443 | 32.066 | 26.1662 | 2.7382 | 9.6968 | 18.6489 | 2.4932 | 14.959 | 44.3037 | 5.923 | 35.5377 | 28.9992 | 3.0347 | 10.7467 | 23.973 | 3.2049 | 38.4593 | 56.952 | 7.6139 | 91.3668 | 37.2781 | 3.9011 | 27.6295
VA | INSIG | MUNICIPAL | LCSA - Saint Louis Community | VA0062189 | 001 | 1.9361 | 93.61% | 0.060233 | 0.11661 | 18.6489 | 2.4932 | 14.959 | 3437.9019 | 459.6126 | 2757.6753 | 2166.88 | 286.5411 | 1005.4967 | 13.7908 | 1.8437 | 14.959 | 4897.8696 | 654.7954 | 5312.781 | 3087.0851 | 408.226 | 1937.133 | 13.7908 | 1.8437 | 22.1242 | 4897.8696 | 654.7954 | 7857.5448 | 3087.0851 | 408.226 | 2864.9984
VA | INSIG | MUNICIPAL | Leake Billy R Residence | VAG406200 | 001 | 1.1098 | 10.98% | 0.00070038 | 0.0007773 | 18.6489 | 2.4932 | 14.959 | 39.9756 | 5.3443 | 32.066 | 27.6807 | 4.7953 | 19.883 | 18.6489 | 2.4932 | 14.959 | 44.1477 | 5.9021 | 35.4126 | 30.5696 | 5.2958 | 21.9581 | 24.0577 | 3.2163 | 38.5952 | 56.952 | 7.6139 | 91.3668 | 39.4358 | 6.8318 | 56.6533
VA | INSIG | MUNICIPAL | Leavell, John C. Property | VAG408381 | 001 | 1.0478 | 4.78% | 0.00070038 | 0.00073386 | 18.6489 | 2.4932 | 14.959 | 39.9756 | 5.3443 | 32.066 | 15.3267 | 4.3104 | 23.5941 | 18.6489 | 2.4932 | 14.959 | 41.6808 | 5.5723 | 33.4338 | 15.9804 | 4.4943 | 24.6005 | 25.4816 | 3.4066 | 40.8796 | 56.952 | 7.6139 | 91.3668 | 21.8354 | 6.1409 | 67.2275
VA | INSIG | MUNICIPAL | Lederer Evans Residence | VAG406309 | 001 | 1.1098 | 10.98% | 0.00070038 | 0.0007773 | 18.6489 | 2.4932 | 14.959 | 39.9756 | 5.3443 | 32.066 | 23.5594 | 5.2832 | 22.9886 | 18.6489 | 2.4932 | 14.959 | 44.1477 | 5.9021 | 35.4126 | 26.0182 | 5.8346 | 25.3878 | 24.0577 | 3.2163 | 38.5952 | 56.952 | 7.6139 | 91.3668 | 33.5644 | 7.5268 | 65.5023
VA | INSIG | MUNICIPAL | Lee Denise L Residence | VAG408238 | 001 | 1.0674 | 6.737% | 0.00070038 | 0.00074757 | 18.6489 | 2.4932 | 14.959 | 39.9756 | 5.3443 | 32.066 | 18.7805 | 4.1451 | 20.8048 | 18.6489 | 2.4932 | 14.959 | 42.459 | 5.6763 | 34.058 | 19.9472 | 4.4026 | 22.0972 | 25.0145 | 3.3442 | 40.1303 | 56.952 | 7.6139 | 91.3668 | 26.756 | 5.9054 | 59.2797
VA | INSIG | MUNICIPAL | Lees Mobil Service | VAG404066 | 001 | 1.0844 | 8.436% | 0.00070038 | 0.00075946 | 18.6489 | 2.4932 | 14.959 | 39.9756 | 5.3443 | 32.066 | 21.1242 | 1.6187 | 3.6237 | 18.6489 | 2.4932 | 14.959 | 43.1348 | 5.7667 | 34.6001 | 22.7937 | 1.7466 | 3.9101 | 24.6226 | 3.2918 | 39.5015 | 56.952 | 7.6139 | 91.3668 | 30.095 | 2.306 | 10.3251
VA | INSIG | MUNICIPAL | Leet Christopher J Residence | VAG406133 | 001 | 1.083 | 8.299% | 0.00070038 | 0.00075851 | 18.6489 | 2.4932 | 14.959 | 39.9756 | 5.3443 | 32.066 | 21.8129 | 2.8315 | 3.7356 | 18.6489 | 2.4932 | 14.959 | 43.0804 | 5.7594 | 34.5564 | 23.507 | 3.0515 | 4.0257 | 24.6537 | 3.296 | 39.5515 | 56.952 | 7.6139 | 91.3668 | 31.0761 | 4.034 | 10.6439
VA | INSIG | MUNICIPAL | Legge Regina V Residence | VAG401027 | 001 | 1.1137 | 11.37% | 0.00070038 | 0.00078004 | 18.6489 | 2.4932 | 14.959 | 39.9756 | 5.3443 | 32.066 | 26.914 | 2.7382 | 9.6968 | 18.6489 | 2.4932 | 14.959 | 44.3037 | 5.923 | 35.5377 | 29.8279 | 3.0347 | 10.7467 | 23.973 | 3.2049 | 38.4593 | 56.952 | 7.6139 | 91.3668 | 38.3435 | 3.9011 | 27.6295
VA | INSIG | MUNICIPAL | Leland, Colette M. Residence | VAG401067 | 001 | 0.99879 | -0.1206% | 0.00070038 | 0.00069954 | 18.6489 | 2.4932 | 14.959 | 39.9756 | 5.3443 | 32.066 | 18.8851 | 3.87 | 15.3748 | 18.6489 | 2.4932 | 14.959 | 39.7313 | 5.3117 | 31.87 | 18.7697 | 3.8463 | 15.2808 | 26.7319 | 3.5738 | 42.8854 | 56.952 | 7.6139 | 91.3668 | 26.9051 | 5.5134 | 43.8079
VA | INSIG | MUNICIPAL | Lenherr Richard Residence | VAG408032 | 001 | 1.084 | 8.401% | 0.00070038 | 0.00075922 | 18.6489 | 2.4932 | 14.959 | 39.9756 | 5.3443 | 32.066 | 25.3692 | 2.6218 | 8.5642 | 18.6489 | 2.4932 | 14.959 | 43.1211 | 5.7648 | 34.5891 | 27.3653 | 2.8281 | 9.2381 | 24.6305 | 3.2928 | 39.5141 | 56.952 | 7.6139 | 91.3668 | 36.1426 | 3.7352 | 24.4024
VA | INSIG | MUNICIPAL | Lenherr, Steven and Erin Residence | VAG408360 | 001 | 1.084 | 8.401% | 0.00070038 | 0.00075922 | 18.6489 | 2.4932 | 14.959 | 39.9756 | 5.3443 | 32.066 | 24.4086 | 2.6218 | 8.5642 | 18.6489 | 2.4932 | 14.959 | 43.1211 | 5.7648 | 34.5891 | 26.3292 | 2.8281 | 9.2381 | 24.6305 | 3.2928 | 39.5141 | 56.952 | 7.6139 | 91.3668 | 34.7742 | 3.7352 | 24.4024
VA | INSIG | MUNICIPAL | Leopold Susan Residence | VAG401709 | 001 | 1.0326 | 3.261% | 0.00070038 | 0.00072322 | 18.6489 | 2.4932 | 14.959 | 39.9756 | 5.3443 | 32.066 | 37.6381 | 4.0782 | 19.8851 | 18.6489 | 2.4932 | 14.959 | 41.0765 | 5.4915 | 32.9491 | 38.6747 | 4.1905 | 20.4328 | 25.8564 | 3.4567 | 41.4809 | 56.952 | 7.6139 | 91.3668 | 53.6219 | 5.81 | 56.6594
VA | INSIG | MUNICIPAL | Leopold Susan Residence | VAG401754 | 001 | 1.0774 | 7.738% | 0.00070038 | 0.00075458 | 18.6489 | 2.4932 | 14.959 | 39.9756 | 5.3443 | 32.066 | 32.9812 | 3.8465 | 19.3761 | 18.6489 | 2.4932 | 14.959 | 42.8575 | 5.7296 | 34.3777 | 35.3589 | 4.1238 | 20.773 | 24.7819 | 3.3131 | 39.7571 | 56.952 | 7.6139 | 91.3668 | 46.9873 | 5.4799 | 55.209
VA | INSIG | MUNICIPAL | Lester, Daniel & Barbara Residence | VAG401276 | 001 | 1.0326 | 3.261% | 0.00070038 | 0.00072322 | 18.6489 | 2.4932 | 14.959 | 39.9756 | 5.3443 | 32.066 | 35.6245 | 4.0782 | 19.8851 | 18.6489 | 2.4932 | 14.959 | 41.0765 | 5.4915 | 32.9491 | 36.6055 | 4.1905 | 20.4328 | 25.8564 | 3.4567 | 41.4809 | 56.952 | 7.6139 | 91.3668 | 50.753 | 5.81 | 56.6594
VA | INSIG | MUNICIPAL | Lewis Charles Residence | VAG406353 | 001 | 1.083 | 8.299% | 0.00070038 | 0.00075851 | 18.6489 | 2.4932 | 14.959 | 39.9756 | 5.3443 | 32.066 | 13.0764 | 0.39154 | 0.14864 | 18.6489 | 2.4932 | 14.959 | 43.0804 | 5.7594 | 34.5564 | 14.092 | 0.42195 | 0.16018 | 24.6537 | 3.296 | 39.5515 | 56.952 | 7.6139 | 91.3668 | 18.6296 | 0.55781 | 0.42352
VA | INSIG | MUNICIPAL | Lewis Fields Farm Residence | VAG406112 | 001 | 1.1098 | 10.98% | 0.00070038 | 0.0007773 | 18.6489 | 2.4932 | 14.959 | 39.9756 | 5.3443 | 32.066 | 27.6807 | 4.7953 | 19.883 | 18.6489 | 2.4932 | 14.959 | 44.1477 | 5.9021 | 35.4126 | 30.5696 | 5.2958 | 21.9581 | 24.0577 | 3.2163 | 38.5952 | 56.952 | 7.6139 | 91.3668 | 39.4358 | 6.8318 | 56.6533
VA | INSIG | MUNICIPAL | Lewis Todd A and Flora A Residence | VAG408012 | 001 | 1.1137 | 11.37% | 0.00070038 | 0.00078004 | 18.6489 | 2.4932 | 14.959 | 39.9756 | 5.3443 | 32.066 | 31.3606 | 2.1593 | 6.1141 | 18.6489 | 2.4932 | 14.959 | 44.3037 | 5.923 | 35.5377 | 34.756 | 2.3931 | 6.7761 | 23.973 | 3.2049 | 38.4593 | 56.952 | 7.6139 | 91.3668 | 44.6784 | 3.0763 | 17.4211
VA | INSIG | MUNICIPAL | Liberty Baptist Church | VAG401050 | 001 | 1.1137 | 11.37% | 0.00070038 | 0.00078004 | 18.6489 | 2.4932 | 14.959 | 39.9756 | 5.3443 | 32.066 | 16.3542 | 0.42691 | 0.79397 | 18.6489 | 2.4932 | 14.959 | 44.3037 | 5.923 | 35.5377 | 18.1249 | 0.47313 | 0.87993 | 23.973 | 3.2049 | 38.4593 | 56.952 | 7.6139 | 91.3668 | 23.2994 | 0.60821 | 2.2623
VA | INSIG | MUNICIPAL | Liberty Homes Sales Center | VAG408080 | 001 | 1.084 | 8.401% | 0.00070038 | 0.00075922 | 18.6489 | 2.4932 | 14.959 | 39.9756 | 5.3443 | 32.066 | 21.3013 | 2.6218 | 8.5642 | 18.6489 | 2.4932 | 14.959 | 43.1211 | 5.7648 | 34.5891 | 22.9774 | 2.8281 | 9.2381 | 24.6305 | 3.2928 | 39.5141 | 56.952 | 7.6139 | 91.3668 | 30.3473 | 3.7352 | 24.4024
VA | INSIG | MUNICIPAL | Lickety Splits | VAG408109 | 001 | 1.0259 | 2.592% | 0.00070038 | 0.00071853 | 18.6489 | 2.4932 | 14.959 | 39.9756 | 5.3443 | 32.066 | 18.2355 | 2.349 | 8.9353 | 18.6489 | 2.4932 | 14.959 | 40.8102 | 5.4559 | 32.7354 | 18.6162 | 2.3981 | 9.1218 | 26.0252 | 3.4793 | 41.7516 | 56.952 | 7.6139 | 91.3668 | 25.9795 | 3.3466 | 25.4596
VA | INSIG | MUNICIPAL | Life Farm House | VAG401493 | 001 | 1.0674 | 6.737% | 0.00070038 | 0.00074757 | 18.6489 | 2.4932 | 14.959 | 39.9756 | 5.3443 | 32.066 | 27.2385 | 4.2525 | 17.2348 | 18.6489 | 2.4932 | 14.959 | 42.459 | 5.6763 | 34.058 | 28.9306 | 4.5167 | 18.3054 | 25.0145 | 3.3442 | 40.1303 | 56.952 | 7.6139 | 91.3668 | 38.8058 | 6.0584 | 49.1077
VA | INSIG | MUNICIPAL | Lightfoot Elementary School | VA0062961 | 001 | 1.0417 | 4.168% | 0.0028015 | 0.0029183 | 18.6489 | 2.4932 | 14.959 | 159.9024 | 21.3773 | 128.264 | 23.1351 | 3.7165 | 6.0189 | 18.6489 | 2.4932 | 14.959 | 165.7489 | 22.1589 | 132.9537 | 23.9809 | 3.8524 | 6.2389 | 25.6314 | 3.4267 | 41.1198 | 227.8079 | 30.4556 | 365.4672 | 32.9598 | 5.2947 | 17.1497
VA | INSIG | MUNICIPAL | Lilly, Samuel & Linda Residence Lot 4 | VAG401833 | 001 | 1.0674 | 6.737% | 0.00070038 | 0.00074757 | 18.6489 | 2.4932 | 14.959 | 39.9756 | 5.3443 | 32.066 | 18.6506 | 4.1451 | 20.8048 | 18.6489 | 2.4932 | 14.959 | 42.459 | 5.6763 | 34.058 | 19.8093 | 4.4026 | 22.0972 | 25.0145 | 3.3442 | 40.1303 | 56.952 | 7.6139 | 91.3668 | 26.571 | 5.9054 | 59.2797
VA | INSIG | MUNICIPAL | Lilly, Samuel G Residence Lot 3 | VAG401830 | 001 | 1.0674 | 6.737% | 0.00070038 | 0.00074757 | 18.6489 | 2.4932 | 14.959 | 39.9756 | 5.3443 | 32.066 | 18.6506 | 4.1451 | 20.8048 | 18.6489 | 2.4932 | 14.959 | 42.459 | 5.6763 | 34.058 | 19.8093 | 4.4026 | 22.0972 | 25.0145 | 3.3442 | 40.1303 | 56.952 | 7.6139 | 91.3668 | 26.571 | 5.9054 | 59.2797
VA | INSIG | MUNICIPAL | Lilly, Samuel G. Residence - Lot 1 | VAG401829 | 001 | 1.0674 | 6.737% | 0.00070038 | 0.00074757 | 18.6489 | 2.4932 | 14.959 | 39.9756 | 5.3443 | 32.066 | 18.6506 | 4.1451 | 20.8048 | 18.6489 | 2.4932 | 14.959 | 42.459 | 5.6763 | 34.058 | 19.8093 | 4.4026 | 22.0972 | 25.0145 | 3.3442 | 40.1303 | 56.952 | 7.6139 | 91.3668 | 26.571 | 5.9054 | 59.2797
VA | INSIG | MUNICIPAL | Lindamood, Lodema B Residence | VAG401436 | 001 | 1.0326 | 3.261% | 0.00070038 | 0.00072322 | 18.6489 | 2.4932 | 14.959 | 39.9756 | 5.3443 | 32.066 | 35.3562 | 4.0782 | 19.8851 | 18.6489 | 2.4932 | 14.959 | 41.0765 | 5.4915 | 32.9491 | 36.3299 | 4.1905 | 20.4328 | 25.8564 | 3.4567 | 41.4809 | 56.952 | 7.6139 | 91.3668 | 50.3709 | 5.81 | 56.6594
VA | INSIG | MUNICIPAL | Linden Business Center | VAG401578 | 001 | 1.0774 | 7.738% | 0.00070038 | 0.00075458 | 18.6489 | 2.4932 | 14.959 | 39.9756 | 5.3443 | 32.066 | 32.9812 | 3.8465 | 19.3761 | 18.6489 | 2.4932 | 14.959 | 42.8575 | 5.7296 | 34.3777 | 35.3589 | 4.1238 | 20.773 | 24.7819 | 3.3131 | 39.7571 | 56.952 | 7.6139 | 91.3668 | 46.9873 | 5.4799 | 55.209
VA | INSIG | MUNICIPAL | Lindholm Allen T Residence | VAG406308 | 001 | 1.083 | 8.299% | 0.00070038 | 0.00075851 | 18.6489 | 2.4932 | 14.959 | 39.9756 | 5.3443 | 32.066 | 11.4723 | 1.6569 | 0.90653 | 18.6489 | 2.4932 | 14.959 | 43.0804 | 5.7594 | 34.5564 | 12.3633 | 1.7856 | 0.97693 | 24.6537 | 3.296 | 39.5515 | 56.952 | 7.6139 | 91.3668 | 16.3442 | 2.3605 | 2.583
VA | INSIG | MUNICIPAL | Lindsay Road Residence | VAG406484 | 001 | 1.0763 | 7.634% | 0.00070038 | 0.00075385 | 18.6489 | 2.4932 | 14.959 | 39.9756 | 5.3443 | 32.066 | 17.0256 | 1.0885 | 1.7235 | 18.6489 | 2.4932 | 14.959 | 42.8161 | 5.7241 | 34.3445 | 18.2354 | 1.1659 | 1.8459 | 24.8059 | 3.3163 | 39.7956 | 56.952 | 7.6139 | 91.3668 | 24.2558 | 1.5508 | 4.9108
VA | INSIG | MUNICIPAL | Link Willard and Wanda Residence | VAG401291 | 001 | 1.1137 | 11.37% | 0.00070038 | 0.00078004 | 18.6489 | 2.4932 | 14.959 | 39.9756 | 5.3443 | 32.066 | 28.0167 | 2.7382 | 9.6968 | 18.6489 | 2.4932 | 14.959 | 44.3037 | 5.923 | 35.5377 | 31.05 | 3.0347 | 10.7467 | 23.973 | 3.2049 | 38.4593 | 56.952 | 7.6139 | 91.3668 | 39.9144 | 3.9011 | 27.6295
VA | INSIG | MUNICIPAL | Litten Contracting LLC | VAG401101 | 001 | 1.0674 | 6.737% | 0.00070038 | 0.00074757 | 18.6489 | 2.4932 | 14.959 | 39.9756 | 5.3443 | 32.066 | 26.9726 | 4.2516 | 23.8717 | 18.6489 | 2.4932 | 14.959 | 42.459 | 5.6763 | 34.058 | 28.6482 | 4.5157 | 25.3547 | 25.0145 | 3.3442 | 40.1303 | 56.952 | 7.6139 | 91.3668 | 38.427 | 6.0571 | 68.0185
VA | INSIG | MUNICIPAL | Litten Keith Residence | VAG408291 | 001 | 1.0674 | 6.737% | 0.00070038 | 0.00074757 | 18.6489 | 2.4932 | 14.959 | 39.9756 | 5.3443 | 32.066 | 28.0729 | 4.2525 | 17.2348 | 18.6489 | 2.4932 | 14.959 | 42.459 | 5.6763 | 34.058 | 29.8168 | 4.5167 | 18.3054 | 25.0145 | 3.3442 | 40.1303 | 56.952 | 7.6139 | 91.3668 | 39.9945 | 6.0584 | 49.1077
VA | INSIG | MUNICIPAL | Livesay Stephen and Alesia Residence | VAG401220 | 001 | 1.0326 | 3.261% | 0.00070038 | 0.00072322 | 18.6489 | 2.4932 | 14.959 | 39.9756 | 5.3443 | 32.066 | 35.6475 | 4.0782 | 19.8851 | 18.6489 | 2.4932 | 14.959 | 41.0765 | 5.4915 | 32.9491 | 36.6292 | 4.1905 | 20.4328 | 25.8564 | 3.4567 | 41.4809 | 56.952 | 7.6139 | 91.3668 | 50.7859 | 5.81 | 56.6594
VA | INSIG | MUNICIPAL | Llewellyn Lorena B Residence | VAG404041 | 001 | 1.0094 | 0.9385% | 0.00070038 | 0.00070696 | 18.6489 | 2.4932 | 14.959 | 39.9756 | 5.3443 | 32.066 | 13.6304 | 2.5731 | 6.8722 | 18.6489 | 2.4932 | 14.959 | 40.1526 | 5.368 | 32.208 | 13.6907 | 2.5845 | 6.9027 | 26.4514 | 3.5363 | 42.4354 | 56.952 | 7.6139 | 91.3668 | 19.4188 | 3.6659 | 19.5813
VA | INSIG | MUNICIPAL | Lloyd, Ricky L. Residence | VAG401994 | 001 | 1.0674 | 6.737% | 0.00070038 | 0.00074757 | 18.6489 | 2.4932 | 14.959 | 39.9756 | 5.3443 | 32.066 | 21.7179 | 3.1938 | 11.9024 | 18.6489 | 2.4932 | 14.959 | 42.459 | 5.6763 | 34.058 | 23.067 | 3.3923 | 12.6418 | 25.0145 | 3.3442 | 40.1303 | 56.952 | 7.6139 | 91.3668 | 30.9408 | 4.5502 | 33.9139
VA | INSIG | MUNICIPAL | Lockwood, Don E Residence | VAG401664 | 001 | 1.0478 | 4.78% | 0.00070038 | 0.00073386 | 18.6489 | 2.4932 | 14.959 | 39.9756 | 5.3443 | 32.066 | 14.9648 | 4.3163 | 23.5138 | 18.6489 | 2.4932 | 14.959 | 41.6808 | 5.5723 | 33.4338 | 15.6032 | 4.5004 | 24.5168 | 25.4816 | 3.4066 | 40.8796 | 56.952 | 7.6139 | 91.3668 | 21.3199 | 6.1493 | 66.9986
VA | INSIG | MUNICIPAL | Locust Grove Elementary School | VA0078131 | 001 | 1.0417 | 4.168% | 0.0098054 | 0.010214 | 18.6489 | 2.4932 | 14.959 | 559.6584 | 74.8206 | 448.9239 | 323.1991 | 69.4979 | 279.312 | 18.6489 | 2.4932 | 14.959 | 580.1211 | 77.5563 | 465.3378 | 335.0162 | 72.039 | 289.5245 | 25.6314 | 3.4267 | 41.1198 | 797.3276 | 106.5946 | 1279.1352 | 460.4516 | 99.0115 | 795.854
VA | INSIG | MUNICIPAL | Locust Grove Town Center | VA0091961 | 001 | 1.0417 | 4.168% | 0.014008 | 0.014592 | 18.6489 | 2.4932 | 14.959 | 799.5121 | 106.8866 | 641.3198 | 203.0451 | 6.3951 | 10.5616 | 18.6489 | 2.4932 | 14.959 | 828.7444 | 110.7947 | 664.7683 | 210.469 | 6.629 | 10.9478 | 25.6314 | 3.4267 | 41.1198 | 1139.0394 | 152.278 | 1827.336 | 289.272 | 9.1109 | 30.0936
VA | INSIG | MUNICIPAL | Loft Mountain STP | VA0024414 | 001 | 1.0674 | 6.737% | 0.024513 | 0.026165 | 18.6489 | 2.4932 | 14.959 | 1399.1461 | 187.0516 | 1122.3097 | 795.7716 | 99.1026 | 622.413 | 18.6489 | 2.4932 | 14.959 | 1486.0647 | 198.6718 | 1192.0305 | 845.207 | 105.2591 | 661.0789 | 25.0145 | 3.3442 | 40.1303 | 1993.319 | 266.4865 | 3197.838 | 1133.7105 | 141.1883 | 1773.4639
VA | INSIG | MUNICIPAL | Loker Auto Sales Inc | VAG401835 | 001 | 1.0674 | 6.737% | 0.00070038 | 0.00074757 | 18.6489 | 2.4932 | 14.959 | 39.9756 | 5.3443 | 32.066 | 27.2385 | 4.2525 | 17.2348 | 18.6489 | 2.4932 | 14.959 | 42.459 | 5.6763 | 34.058 | 28.9306 | 4.5167 | 18.3054 | 25.0145 | 3.3442 | 40.1303 | 56.952 | 7.6139 | 91.3668 | 38.8058 | 6.0584 | 49.1077
VA | INSIG | MUNICIPAL | Loker Lorie Residence | VAG408365 | 001 | 1.0674 | 6.737% | 0.00070038 | 0.00074757 | 18.6489 | 2.4932 | 14.959 | 39.9756 | 5.3443 | 32.066 | 22.6258 | 2.8315 | 17.7832 | 18.6489 | 2.4932 | 14.959 | 42.459 | 5.6763 | 34.058 | 24.0313 | 3.0074 | 18.888 | 25.0145 | 3.3442 | 40.1303 | 56.952 | 7.6139 | 91.3668 | 32.2342 | 4.034 | 50.6704
VA | INSIG | MUNICIPAL | London/Hearne Residence | VAG401432 | 001 | 1.0674 | 6.737% | 0.00070038 | 0.00074757 | 18.6489 | 2.4932 | 14.959 | 39.9756 | 5.3443 | 32.066 | 29.2365 | 4.3524 | 24.9865 | 18.6489 | 2.4932 | 14.959 | 42.459 | 5.6763 | 34.058 | 31.0527 | 4.6228 | 26.5387 | 25.0145 | 3.3442 | 40.1303 | 56.952 | 7.6139 | 91.3668 | 41.6523 | 6.2007 | 71.1949
VA | INSIG | MUNICIPAL | Longerbeam Donald E and Linda L Residence | VAG401708 | 001 | 1.0326 | 3.261% | 0.00070038 | 0.00072322 | 18.6489 | 2.4932 | 14.959 | 39.9756 | 5.3443 | 32.066 | 32.1898 | 3.7987 | 15.8735 | 18.6489 | 2.4932 | 14.959 | 41.0765 | 5.4915 | 32.9491 | 33.0763 | 3.9033 | 16.3106 | 25.8564 | 3.4567 | 41.4809 | 56.952 | 7.6139 | 91.3668 | 45.8598 | 5.4118 | 45.2289
VA | INSIG | MUNICIPAL | Longo III, Joseph C. Residence | VAG401574 | 001 | 1.0774 | 7.738% | 0.00070038 | 0.00075458 | 18.6489 | 2.4932 | 14.959 | 39.9756 | 5.3443 | 32.066 | 35.3192 | 3.8465 | 19.3761 | 18.6489 | 2.4932 | 14.959 | 42.8575 | 5.7296 | 34.3777 | 37.8655 | 4.1238 | 20.773 | 24.7819 | 3.3131 | 39.7571 | 56.952 | 7.6139 | 91.3668 | 50.3182 | 5.4799 | 55.209
VA | INSIG | MUNICIPAL | Losh, Lennie Residence | VAG401991 | 001 | 1.0478 | 4.78% | 0.00070038 | 0.00073386 | 18.6489 | 2.4932 | 14.959 | 39.9756 | 5.3443 | 32.066 | 17.7981 | 4.0946 | 15.2376 | 18.6489 | 2.4932 | 14.959 | 41.6808 | 5.5723 | 33.4338 | 18.5573 | 4.2692 | 15.8876 | 25.4816 | 3.4066 | 40.8796 | 56.952 | 7.6139 | 91.3668 | 25.3564 | 5.8334 | 43.417
VA | INSIG | MUNICIPAL | Louisa Regional STP | VA0067954 | 001 | 1.0763 | 7.634% | 0.56031 | 0.60308 | 9.3245 | 1.2466 | 14.959 | 15990.2413 | 2137.7328 | 25652.7936 | 7136.4302 | 1003.2657 | 5932.348 | 9.3245 | 1.2466 | 14.959 | 17126.433 | 2289.6301 | 27475.561 | 7643.5115 | 1074.5531 | 6353.8729 | 12.403 | 1.6581 | 39.7956 | 22780.7888 | 3045.56 | 73093.44 | 10167.0453 | 1429.3208 | 16903.2555
VA | INSIG | MUNICIPAL | Lovettsville Town Wastewater Treatment Facility | VA0023183 | 001 | 1.147 | 14.7% | 0.1751 | 0.20084 | 18.6489 | 2.4932 | 14.959 | 9993.9008 | 1336.083 | 8016.498 | 8289.104 | 841.315 | 2785.8142 | 18.6489 | 2.4932 | 14.959 | 11407.1633 | 1525.0218 | 9150.131 | 9461.2869 | 960.2874 | 3179.7631 | 23.2769 | 3.1119 | 37.3426 | 14237.993 | 1903.475 | 22841.7 | 11809.2231 | 1198.5947 | 7937.7219
VA | INSIG | MUNICIPAL | Loving Arms Retirement Community | VA0092371 | 001 | 1.0774 | 7.738% | 0.0063035 | 0.0067912 | 18.6489 | 2.4932 | 14.959 | 359.7804 | 48.099 | 288.5939 | 302.7745 | 33.8135 | 177.986 | 18.6489 | 2.4932 | 14.959 | 385.7179 | 51.5666 | 309.3994 | 324.6023 | 36.2512 | 190.8175 | 24.7819 | 3.3131 | 39.7571 | 512.5677 | 68.5251 | 822.3012 | 431.3533 | 48.173 | 507.142
VA | INSIG | MUNICIPAL | Lucket Multiple Residence | VAG401897 | 001 | 1.0259 | 2.592% | 0.00070038 | 0.00071853 | 18.6489 | 2.4932 | 14.959 | 39.9756 | 5.3443 | 32.066 | 17.7802 | 2.349 | 8.9353 | 18.6489 | 2.4932 | 14.959 | 40.8102 | 5.4559 | 32.7354 | 18.1514 | 2.3981 | 9.1218 | 26.0252 | 3.4793 | 41.7516 | 56.952 | 7.6139 | 91.3668 | 25.3309 | 3.3466 | 25.4596
VA | INSIG | MUNICIPAL | Lucketts Elementary School | VA0021750 | 001 | 1.147 | 14.7% | 0.0044124 | 0.0050612 | 18.6489 | 2.4932 | 14.959 | 251.8463 | 33.6693 | 202.0157 | 186.0967 | 21.1991 | 81.2271 | 18.6489 | 2.4932 | 14.959 | 287.4605 | 38.4306 | 230.5833 | 212.4131 | 24.1969 | 92.7136 | 23.2769 | 3.1119 | 37.3426 | 358.7974 | 47.9676 | 575.6108 | 265.126 | 30.2016 | 231.4432
VA | INSIG | MUNICIPAL | Lupton George E and Sally S Residence Lot 56B-2 | VAG408119 | 001 | 1.0774 | 7.738% | 0.00070038 | 0.00075458 | 18.6489 | 2.4932 | 14.959 | 39.9756 | 5.3443 | 32.066 | 35.4608 | 4.1073 | 20.3617 | 18.6489 | 2.4932 | 14.959 | 42.8575 | 5.7296 | 34.3777 | 38.0173 | 4.4034 | 21.8297 | 24.7819 | 3.3131 | 39.7571 | 56.952 | 7.6139 | 91.3668 | 50.5199 | 5.8515 | 58.0175
VA | INSIG | MUNICIPAL | Madren David M Residence | VAG404172 | 001 | 1.0759 | 7.588% | 0.00070038 | 0.00075353 | 18.6489 | 2.4932 | 14.959 | 39.9756 | 5.3443 | 32.066 | 4.7529 | 1.5381 | 0.047768 | 18.6489 | 2.4932 | 14.959 | 42.7978 | 5.7216 | 34.3298 | 5.0884 | 1.6467 | 0.05114 | 24.8165 | 3.3177 | 39.8126 | 56.952 | 7.6139 | 91.3668 | 6.7713 | 2.1913 | 0.13611
VA | INSIG | MUNICIPAL | Main Clifford R and Taran S Residence | VAG404205 | 001 | 1.0844 | 8.436% | 0.00070038 | 0.00075946 | 18.6489 | 2.4932 | 14.959 | 39.9756 | 5.3443 | 32.066 | 19.2721 | 2.192 | 9.0266 | 18.6489 | 2.4932 | 14.959 | 43.1348 | 5.7667 | 34.6001 | 20.7951 | 2.3653 | 9.7399 | 24.6226 | 3.2918 | 39.5015 | 56.952 | 7.6139 | 91.3668 | 27.4563 | 3.1229 | 25.7197
VA | INSIG | MUNICIPAL | Malcolm R. Jeter | VAG404254 | 001 | 1.0486 | 4.856% | 0.00070038 | 0.00073439 | 18.6489 | 2.4932 | 14.959 | 39.9756 | 5.3443 | 32.066 | 20.4362 | 1.5956 | 2.9761 | 18.6489 | 2.4932 | 14.959 | 41.7108 | 5.5763 | 33.4578 | 21.3233 | 1.6649 | 3.1053 | 25.4633 | 3.4042 | 40.8502 | 56.952 | 7.6139 | 91.3668 | 29.1148 | 2.2732 | 8.48
VA | INSIG | MUNICIPAL | Mallett Patrick Residence | VAG401336 | 001 | 1.1137 | 11.37% | 0.00070038 | 0.00078004 | 18.6489 | 2.4932 | 14.959 | 39.9756 | 5.3443 | 32.066 | 15.8315 | 1.8877 | 6.843 | 18.6489 | 2.4932 | 14.959 | 44.3037 | 5.923 | 35.5377 | 17.5456 | 2.092 | 7.5839 | 23.973 | 3.2049 | 38.4593 | 56.952 | 7.6139 | 91.3668 | 22.5547 | 2.6893 | 19.498
VA | INSIG | MUNICIPAL | Malone Ernest Residence | VAG406495 | 001 | 1.1098 | 10.98% | 0.00070038 | 0.0007773 | 18.6489 | 2.4932 | 14.959 | 39.9756 | 5.3443 | 32.066 | 29.5015 | 5.2832 | 22.9886 | 18.6489 | 2.4932 | 14.959 | 44.1477 | 5.9021 | 35.4126 | 32.5805 | 5.8346 | 25.3878 | 24.0577 | 3.2163 | 38.5952 | 56.952 | 7.6139 | 91.3668 | 42.0299 | 7.5268 | 65.5023
VA | INSIG | MUNICIPAL | Manakin Farms Inc Lagoon | VA0027910 | 001 | 1.0794 | 7.936% | 0.049027 | 0.052918 | 18.6489 | 2.4932 | 14.959 | 2798.2922 | 374.1032 | 2244.6194 | 1922.8857 | 206.5693 | 634.9456 | 18.6489 | 2.4932 | 14.959 | 3005.5368 | 401.8097 | 2410.8584 | 2065.2967 | 221.8681 | 681.9704 | 24.7365 | 3.307 | 39.6842 | 3986.638 | 532.973 | 6395.676 | 2739.4741 | 294.2928 | 1809.1736
VA | INSIG | MUNICIPAL | Mancini, Armando & Ann Residence | VAG401124 | 001 | 1.0326 | 3.261% | 0.00070038 | 0.00072322 | 18.6489 | 2.4932 | 14.959 | 39.9756 | 5.3443 | 32.066 | 38.5643 | 4.0782 | 19.8851 | 18.6489 | 2.4932 | 14.959 | 41.0765 | 5.4915 | 32.9491 | 39.6263 | 4.1905 | 20.4328 | 25.8564 | 3.4567 | 41.4809 | 56.952 | 7.6139 | 91.3668 | 54.9413 | 5.81 | 56.6594
VA | INSIG | MUNICIPAL | Mangels Timothy Residence | VAG406454 | 001 | 1.083 | 8.299% | 0.00070038 | 0.00075851 | 18.6489 | 2.4932 | 14.959 | 39.9756 | 5.3443 | 32.066 | 23.3145 | 2.7639 | 4.1324 | 18.6489 | 2.4932 | 14.959 | 43.0804 | 5.7594 | 34.5564 | 25.1253 | 2.9786 | 4.4534 | 24.6537 | 3.296 | 39.5515 | 56.952 | 7.6139 | 91.3668 | 33.2154 | 3.9377 | 11.7747
VA | INSIG | MUNICIPAL | Mangum, Alton & Marlene Residence | VAG401366 | 001 | 1.0774 | 7.738% | 0.00070038 | 0.00075458 | 18.6489 | 2.4932 | 14.959 | 39.9756 | 5.3443 | 32.066 | 38.1591 | 3.9471 | 18.6246 | 18.6489 | 2.4932 | 14.959 | 42.8575 | 5.7296 | 34.3777 | 40.9101 | 4.2316 | 19.9673 | 24.7819 | 3.3131 | 39.7571 | 56.952 | 7.6139 | 91.3668 | 54.364 | 5.6233 | 53.0678
VA | INSIG | MUNICIPAL | Manning Duane T and Sarah E Residence | VAG401523 | 001 | 1.0326 | 3.261% | 0.00070038 | 0.00072322 | 18.6489 | 2.4932 | 14.959 | 39.9756 | 5.3443 | 32.066 | 35.6475 | 4.0782 | 19.8851 | 18.6489 | 2.4932 | 14.959 | 41.0765 | 5.4915 | 32.9491 | 36.6292 | 4.1905 | 20.4328 | 25.8564 | 3.4567 | 41.4809 | 56.952 | 7.6139 | 91.3668 | 50.7859 | 5.81 | 56.6594
VA | INSIG | MUNICIPAL | Maple Shade LLC Property | VAG408337 | 001 | 1.0674 | 6.737% | 0.00070038 | 0.00074757 | 18.6489 | 2.4932 | 14.959 | 39.9756 | 5.3443 | 32.066 | 26.8477 | 4.3524 | 24.9865 | 18.6489 | 2.4932 | 14.959 | 42.459 | 5.6763 | 34.058 | 28.5156 | 4.6228 | 26.5387 | 25.0145 | 3.3442 | 40.1303 | 56.952 | 7.6139 | 91.3668 | 38.2491 | 6.2007 | 71.1949
VA | INSIG | MUNICIPAL | Marin Hugo Residence | VAG406433 | 001 | 1.083 | 8.299% | 0.00070038 | 0.00075851 | 18.6489 | 2.4932 | 14.959 | 39.9756 | 5.3443 | 32.066 | 23.3145 | 2.7639 | 4.1324 | 18.6489 | 2.4932 | 14.959 | 43.0804 | 5.7594 | 34.5564 | 25.1253 | 2.9786 | 4.4534 | 24.6537 | 3.296 | 39.5515 | 56.952 | 7.6139 | 91.3668 | 33.2154 | 3.9377 | 11.7747
VA | INSIG | MUNICIPAL | Mark Dunning Industries Incorporated | VAG404266 | 001 | 1.0463 | 4.63% | 0.00070038 | 0.00073281 | 18.6489 | 2.4932 | 14.959 | 39.9756 | 5.3443 | 32.066 | 32.9548 | 3.4638 | 7.2404 | 18.6489 | 2.4932 | 14.959 | 41.6208 | 5.5643 | 33.3857 | 34.3111 | 3.6064 | 7.5383 | 25.5183 | 3.4115 | 40.9384 | 56.952 | 7.6139 | 91.3668 | 46.9496 | 4.9348 | 20.6302
VA | INSIG | MUNICIPAL | Mark's Camp Residence | VAG408143 | 001 | 1.0135 | 1.352% | 0.00070038 | 0.00070985 | 18.6489 | 2.4932 | 14.959 | 39.9756 | 5.3443 | 32.066 | 17.4345 | 3.2785 | 13.0785 | 18.6489 | 2.4932 | 14.959 | 40.317 | 5.39 | 32.3398 | 17.5834 | 3.3065 | 13.1902 | 26.3435 | 3.5219 | 42.2624 | 56.952 | 7.6139 | 91.3668 | 24.8384 | 4.6708 | 37.2651
VA | INSIG | MUNICIPAL | Mars, Chris & Andrea Residence | VAG401914 | 001 | 1.0674 | 6.737% | 0.00070038 | 0.00074757 | 18.6489 | 2.4932 | 14.959 | 39.9756 | 5.3443 | 32.066 | 26.2607 | 4.2525 | 17.2348 | 18.6489 | 2.4932 | 14.959 | 42.459 | 5.6763 | 34.058 | 27.8921 | 4.5167 | 18.3054 | 25.0145 | 3.3442 | 40.1303 | 56.952 | 7.6139 | 91.3668 | 37.4128 | 6.0584 | 49.1077
VA | INSIG | MUNICIPAL | Marsh Daniel S and Lenore R Residence | VAG401383 | 001 | 1.0774 | 7.738% | 0.00070038 | 0.00075458 | 18.6489 | 2.4932 | 14.959 | 39.9756 | 5.3443 | 32.066 | 32.6388 | 3.7571 | 19.7762 | 18.6489 | 2.4932 | 14.959 | 42.8575 | 5.7296 | 34.3777 | 34.9919 | 4.0279 | 21.2019 | 24.7819 | 3.3131 | 39.7571 | 56.952 | 7.6139 | 91.3668 | 46.4995 | 5.3526 | 56.3491
VA | INSIG | MUNICIPAL | Marshall Jessie Residence | VAG401576 | 001 | 1.0478 | 4.78% | 0.00070038 | 0.00073386 | 18.6489 | 2.4932 | 14.959 | 39.9756 | 5.3443 | 32.066 | 25.125 | 4.2033 | 18.6846 | 18.6489 | 2.4932 | 14.959 | 41.6808 | 5.5723 | 33.4338 | 26.1967 | 4.3826 | 19.4816 | 25.4816 | 3.4066 | 40.8796 | 56.952 | 7.6139 | 91.3668 | 35.7948 | 5.9883 | 53.2388
VA | INSIG | MUNICIPAL | Martin Alvin E Residence | VAG404084 | 001 | 1.0982 | 9.823% | 0.00070038 | 0.00076918 | 18.6489 | 2.4932 | 14.959 | 39.9756 | 5.3443 | 32.066 | 38.409 | 5.2557 | 16.0098 | 18.6489 | 2.4932 | 14.959 | 43.6869 | 5.8405 | 35.043 | 41.9749 | 5.7437 | 17.4961 | 24.3115 | 3.2502 | 39.0023 | 56.952 | 7.6139 | 91.3668 | 54.7201 | 7.4877 | 45.6172
VA | INSIG | MUNICIPAL | Martin Glenn Residence | VAG401284 | 001 | 1.1137 | 11.37% | 0.00070038 | 0.00078004 | 18.6489 | 2.4932 | 14.959 | 39.9756 | 5.3443 | 32.066 | 33.3572 | 3.7293 | 17.5855 | 18.6489 | 2.4932 | 14.959 | 44.3037 | 5.923 | 35.5377 | 36.9688 | 4.1331 | 19.4895 | 23.973 | 3.2049 | 38.4593 | 56.952 | 7.6139 | 91.3668 | 47.523 | 5.3131 | 50.1071
VA | INSIG | MUNICIPAL | Martin Marshall Residence | VAG407281 | 001 | 1.0569 | 5.688% | 0.00070038 | 0.00074022 | 18.6489 | 2.4932 | 14.959 | 39.9756 | 5.3443 | 32.066 | 21.0917 | 3.1874 | 4.3044 | 18.6489 | 2.4932 | 14.959 | 42.0419 | 5.6206 | 33.7234 | 22.1819 | 3.3522 | 4.5269 | 25.2627 | 3.3774 | 40.5284 | 56.952 | 7.6139 | 91.3668 | 30.0487 | 4.541 | 12.2647
VA | INSIG | MUNICIPAL | Martin William S Residence | VAG401529 | 001 | 1.0674 | 6.737% | 0.00070038 | 0.00074757 | 18.6489 | 2.4932 | 14.959 | 39.9756 | 5.3443 | 32.066 | 29.2423 | 4.2525 | 17.2348 | 18.6489 | 2.4932 | 14.959 | 42.459 | 5.6763 | 34.058 | 31.0589 | 4.5167 | 18.3054 | 25.0145 | 3.3442 | 40.1303 | 56.952 | 7.6139 | 91.3668 | 41.6605 | 6.0584 | 49.1077
VA | INSIG | MUNICIPAL | Martin, James & Gertrude Residence | VAG401805 | 001 | 1.0326 | 3.261% | 0.00070038 | 0.00072322 | 18.6489 | 2.4932 | 14.959 | 39.9756 | 5.3443 | 32.066 | 25.246 | 4.2427 | 24.1306 | 18.6489 | 2.4932 | 14.959 | 41.0765 | 5.4915 | 32.9491 | 25.9412 | 4.3595 | 24.7952 | 25.8564 | 3.4567 | 41.4809 | 56.952 | 7.6139 | 91.3668 | 35.9671 | 6.0444 | 68.7562
VA | INSIG | MUNICIPAL | Mary Mother of the Church Abbey WWTP | VA0024163 | 001 | 1.0794 | 7.936% | 0.010506 | 0.01134 | 18.6489 | 2.4932 | 14.959 | 599.6341 | 80.165 | 480.9899 | 457.1754 | 44.2649 | 136.0598 | 18.6489 | 2.4932 | 14.959 | 644.0436 | 86.1021 | 516.6125 | 491.0343 | 47.5432 | 146.1365 | 24.7365 | 3.307 | 39.6842 | 854.2796 | 114.2085 | 1370.502 | 651.3232 | 63.0627 | 387.6801
VA | INSIG | MUNICIPAL | Mary Walter Elementary School | VA0064726 | 001 | 1.1396 | 13.96% | 0.0046926 | 0.0053476 | 18.6489 | 2.4932 | 14.959 | 267.8365 | 35.807 | 214.8421 | 205.8777 | 32.5806 | 105.8145 | 18.6489 | 2.4932 | 14.959 | 303.7232 | 40.6047 | 243.6283 | 233.4627 | 36.9459 | 119.9923 | 23.4293 | 3.1323 | 37.5871 | 381.5782 | 51.0131 | 612.1576 | 293.3074 | 46.4165 | 301.5011
VA | INSIG | MUNICIPAL | Massanutten Farms Lot 17 | VAG401516 | 001 | 1.0774 | 7.738% | 0.00070038 | 0.00075458 | 18.6489 | 2.4932 | 14.959 | 39.9756 | 5.3443 | 32.066 | 35.4608 | 4.1073 | 20.3617 | 18.6489 | 2.4932 | 14.959 | 42.8575 | 5.7296 | 34.3777 | 38.0173 | 4.4034 | 21.8297 | 24.7819 | 3.3131 | 39.7571 | 56.952 | 7.6139 | 91.3668 | 50.5199 | 5.8515 | 58.0175
VA | INSIG | MUNICIPAL | Mathes Michael Residence | VAG406479 | 001 | 1.0658 | 6.585% | 0.00070038 | 0.0007465 | 18.6489 | 2.4932 | 14.959 | 39.9756 | 5.3443 | 32.066 | 34.8017 | 4.295 | 14.8362 | 18.6489 | 2.4932 | 14.959 | 42.3986 | 5.6683 | 34.0096 | 36.9112 | 4.5553 | 15.7355 | 25.0502 | 3.349 | 40.1874 | 56.952 | 7.6139 | 91.3668 | 49.5809 | 6.1189 | 42.2734
VA | INSIG | MUNICIPAL | Mathews Arm STP | VA0024431 | 001 | 0.99286 | -0.7145% | 0.01751 | 0.017384 | 18.6489 | 2.4932 | 14.959 | 999.3901 | 133.6083 | 801.6498 | 792.9491 | 91.7161 | 538.0956 | 18.6489 | 2.4932 | 14.959 | 987.3758 | 132.0021 | 792.0127 | 783.4166 | 90.6135 | 531.6268 | 26.8918 | 3.5952 | 43.1419 | 1423.7993 | 190.3475 | 2284.17 | 1129.6894 | 130.6649 | 1533.2155
VA | INSIG | MUNICIPAL | Maust Weldon and Rebecca Residence | VAG408078 | 001 | 1.0674 | 6.737% | 0.00070038 | 0.00074757 | 18.6489 | 2.4932 | 14.959 | 39.9756 | 5.3443 | 32.066 | 26.8477 | 4.3524 | 24.9865 | 18.6489 | 2.4932 | 14.959 | 42.459 | 5.6763 | 34.058 | 28.5156 | 4.6228 | 26.5387 | 25.0145 | 3.3442 | 40.1303 | 56.952 | 7.6139 | 91.3668 | 38.2491 | 6.2007 | 71.1949
VA | INSIG | MUNICIPAL | Mauzy Liberty | VA0090794 | 001 | 1.0674 | 6.737% | 0.0042023 | 0.0044854 | 18.6489 | 2.4932 | 14.959 | 239.8536 | 32.066 | 192.396 | 135.5753 | 26.1144 | 149.9189 | 18.6489 | 2.4932 | 14.959 | 254.754 | 34.058 | 204.3481 | 143.9975 | 27.7367 | 159.2323 | 25.0145 | 3.3442 | 40.1303 | 341.7118 | 45.6834 | 548.2008 | 193.1498 | 37.2044 | 427.1695
VA | INSIG | MUNICIPAL | Mayhew, Dawn R Residence | VAG401296 | 001 | 1.1137 | 11.37% | 0.00070038 | 0.00078004 | 18.6489 | 2.4932 | 14.959 | 39.9756 | 5.3443 | 32.066 | 33.2107 | 2.7382 | 9.6968 | 18.6489 | 2.4932 | 14.959 | 44.3037 | 5.923 | 35.5377 | 36.8063 | 3.0347 | 10.7467 | 23.973 | 3.2049 | 38.4593 | 56.952 | 7.6139 | 91.3668 | 47.3142 | 3.9011 | 27.6295
VA | INSIG | MUNICIPAL | Mayhew, Denny G. Residence 2 | VAG401021 | 001 | 1.1137 | 11.37% | 0.00070038 | 0.00078004 | 18.6489 | 2.4932 | 14.959 | 39.9756 | 5.3443 | 32.066 | 27.456 | 2.7382 | 9.6968 | 18.6489 | 2.4932 | 14.959 | 44.3037 | 5.923 | 35.5377 | 30.4287 | 3.0347 | 10.7467 | 23.973 | 3.2049 | 38.4593 | 56.952 | 7.6139 | 91.3668 | 39.1158 | 3.9011 | 27.6295
VA | INSIG | MUNICIPAL | McArdle Edward H Residence | VAG408225 | 001 | 1.0259 | 2.592% | 0.00070038 | 0.00071853 | 18.6489 | 2.4932 | 14.959 | 39.9756 | 5.3443 | 32.066 | 15.3382 | 2.349 | 8.9353 | 18.6489 | 2.4932 | 14.959 | 40.8102 | 5.4559 | 32.7354 | 15.6584 | 2.3981 | 9.1218 | 26.0252 | 3.4793 | 41.7516 | 56.952 | 7.6139 | 91.3668 | 21.8518 | 3.3466 | 25.4596
VA | INSIG | MUNICIPAL | McBride Scott Residence | VAG406417 | 001 | 0.99679 | -0.3212% | 0.00070038 | 0.00069813 | 18.6489 | 2.4932 | 14.959 | 39.9756 | 5.3443 | 32.066 | 25.8675 | 5.4454 | 21.7706 | 18.6489 | 2.4932 | 14.959 | 39.6515 | 5.301 | 31.806 | 25.6578 | 5.4012 | 21.5941 | 26.7857 | 3.581 | 42.9717 | 56.952 | 7.6139 | 91.3668 | 36.8526 | 7.7579 | 62.0318
VA | INSIG | MUNICIPAL | McConkey Eugene and Denise Residence | VAG401621 | 001 | 1.0326 | 3.261% | 0.00070038 | 0.00072322 | 18.6489 | 2.4932 | 14.959 | 39.9756 | 5.3443 | 32.066 | 33.9965 | 4.0782 | 19.8851 | 18.6489 | 2.4932 | 14.959 | 41.0765 | 5.4915 | 32.9491 | 34.9327 | 4.1905 | 20.4328 | 25.8564 | 3.4567 | 41.4809 | 56.952 | 7.6139 | 91.3668 | 48.4337 | 5.81 | 56.6594
VA | INSIG | MUNICIPAL | McCray Tracy C and Natasha H Residence | VAG408167 | 001 | 1.0478 | 4.78% | 0.00070038 | 0.00073386 | 18.6489 | 2.4932 | 14.959 | 39.9756 | 5.3443 | 32.066 | 18.0491 | 4.3104 | 23.5941 | 18.6489 | 2.4932 | 14.959 | 41.6808 | 5.5723 | 33.4338 | 18.819 | 4.4943 | 24.6005 | 25.4816 | 3.4066 | 40.8796 | 56.952 | 7.6139 | 91.3668 | 25.714 | 6.1409 | 67.2275
VA | INSIG | MUNICIPAL | McDaniel, Roger L Residence | VAG401040 | 001 | 1.1137 | 11.37% | 0.00070038 | 0.00078004 | 18.6489 | 2.4932 | 14.959 | 39.9756 | 5.3443 | 32.066 | 33.2107 | 2.7382 | 9.6968 | 18.6489 | 2.4932 | 14.959 | 44.3037 | 5.923 | 35.5377 | 36.8063 | 3.0347 | 10.7467 | 23.973 | 3.2049 | 38.4593 | 56.952 | 7.6139 | 91.3668 | 47.3142 | 3.9011 | 27.6295
VA | INSIG | MUNICIPAL | McDaniel, Ted & Linda Residence | VAG401426 | 001 | 1.1137 | 11.37% | 0.00070038 | 0.00078004 | 18.6489 | 2.4932 | 14.959 | 39.9756 | 5.3443 | 32.066 | 33.2107 | 2.7382 | 9.6968 | 18.6489 | 2.4932 | 14.959 | 44.3037 | 5.923 | 35.5377 | 36.8063 | 3.0347 | 10.7467 | 23.973 | 3.2049 | 38.4593 | 56.952 | 7.6139 | 91.3668 | 47.3142 | 3.9011 | 27.6295
VA | INSIG | MUNICIPAL | McDonald Mike and Sandra Residence | VAG401135 | 001 | 1.1137 | 11.37% | 0.00070038 | 0.00078004 | 18.6489 | 2.4932 | 14.959 | 39.9756 | 5.3443 | 32.066 | 28.7959 | 4.0831 | 18.1167 | 18.6489 | 2.4932 | 14.959 | 44.3037 | 5.923 | 35.5377 | 31.9136 | 4.5252 | 20.0782 | 23.973 | 3.2049 | 38.4593 | 56.952 | 7.6139 | 91.3668 | 41.0246 | 5.8171 | 51.6207
VA | INSIG | MUNICIPAL | McDonald, Pauline V Residence | VAG401472 | 001 | 1.0869 | 8.686% | 0.00070038 | 0.00076122 | 18.6489 | 2.4932 | 14.959 | 39.9756 | 5.3443 | 32.066 | 30.0375 | 4.0578 | 21.2706 | 18.6489 | 2.4932 | 14.959 | 43.2344 | 5.78 | 34.68 | 32.4862 | 4.3886 | 23.0045 | 24.5659 | 3.2842 | 39.4105 | 56.952 | 7.6139 | 91.3668 | 42.7935 | 5.781 | 60.607
VA | INSIG | MUNICIPAL | McFarlane Steven W and Yvonne E Residence | VAG408368 | 001 | 0.9657 | -3.43% | 0.00070038 | 0.00067636 | 18.6489 | 2.4932 | 14.959 | 39.9756 | 5.3443 | 32.066 | 4.1728 | 1.4163 | 1.5221 | 18.6489 | 2.4932 | 14.959 | 38.415 | 5.1357 | 30.8141 | 4.0099 | 1.361 | 1.4627 | 27.6479 | 3.6962 | 44.3549 | 56.952 | 7.6139 | 91.3668 | 5.9449 | 2.0177 | 4.3371
VA | INSIG | MUNICIPAL | McGaheysville STP | VA0072931 | 001 | 1.0674 | 6.737% | 0.34949 | 0.37304 | 6.9809 | 0.89754 | 14.959 | 7467.1007 | 960.0558 | 16000.93 | 5793.4252 | 763.9232 | 8600.149 | 6.9809 | 0.89754 | 14.959 | 7930.9764 | 1019.697 | 16994.9495 | 6153.3278 | 811.3801 | 9134.4127 | 9.3637 | 1.2039 | 40.1303 | 10638.1411 | 1367.761 | 45592.0332 | 8253.7087 | 1088.3371 | 24504.7181
VA | INSIG | MUNICIPAL | McGrath Patrick D and Laura F Residence | VAG408215 | 001 | 1.0674 | 6.737% | 0.00070038 | 0.00074757 | 18.6489 | 2.4932 | 14.959 | 39.9756 | 5.3443 | 32.066 | 25.246 | 4.2427 | 24.1306 | 18.6489 | 2.4932 | 14.959 | 42.459 | 5.6763 | 34.058 | 26.8143 | 4.5063 | 25.6297 | 25.0145 | 3.3442 | 40.1303 | 56.952 | 7.6139 | 91.3668 | 35.9671 | 6.0444 | 68.7562
VA | INSIG | MUNICIPAL | McGuire - Residence | VAG406399 | 001 | 1.1098 | 10.98% | 0.00070038 | 0.0007773 | 18.6489 | 2.4932 | 14.959 | 39.9756 | 5.3443 | 32.066 | 23.5594 | 5.2832 | 22.9886 | 18.6489 | 2.4932 | 14.959 | 44.1477 | 5.9021 | 35.4126 | 26.0182 | 5.8346 | 25.3878 | 24.0577 | 3.2163 | 38.5952 | 56.952 | 7.6139 | 91.3668 | 33.5644 | 7.5268 | 65.5023
VA | INSIG | MUNICIPAL | McIntire, Donald E. | VAG401970 | 001 | 1.1137 | 11.37% | 0.00070038 | 0.00078004 | 18.6489 | 2.4932 | 14.959 | 39.9756 | 5.3443 | 32.066 | 28.4447 | 2.7382 | 9.6968 | 18.6489 | 2.4932 | 14.959 | 44.3037 | 5.923 | 35.5377 | 31.5244 | 3.0347 | 10.7467 | 23.973 | 3.2049 | 38.4593 | 56.952 | 7.6139 | 91.3668 | 40.5243 | 3.9011 | 27.6295
VA | INSIG | MUNICIPAL | McKamey Verne Residence | VAG406421 | 001 | 1.083 | 8.299% | 0.00070038 | 0.00075851 | 18.6489 | 2.4932 | 14.959 | 39.9756 | 5.3443 | 32.066 | 22.1092 | 2.8483 | 4.2821 | 18.6489 | 2.4932 | 14.959 | 43.0804 | 5.7594 | 34.5564 | 23.8263 | 3.0696 | 4.6147 | 24.6537 | 3.296 | 39.5515 | 56.952 | 7.6139 | 91.3668 | 31.4983 | 4.058 | 12.2013
VA | INSIG | MUNICIPAL | McKinnon John and Annette - Residence | VAG406391 | 001 | 1.083 | 8.299% | 0.00070038 | 0.00075851 | 18.6489 | 2.4932 | 14.959 | 39.9756 | 5.3443 | 32.066 | 23.132 | 2.9328 | 4.4319 | 18.6489 | 2.4932 | 14.959 | 43.0804 | 5.7594 | 34.5564 | 24.9286 | 3.1605 | 4.7761 | 24.6537 | 3.296 | 39.5515 | 56.952 | 7.6139 | 91.3668 | 32.9554 | 4.1782 | 12.6279
VA | INSIG | MUNICIPAL | McLamara Charles and Patricia Residence | VAG401057 | 001 | 1.0774 | 7.738% | 0.00070038 | 0.00075458 | 18.6489 | 2.4932 | 14.959 | 39.9756 | 5.3443 | 32.066 | 33.2482 | 4.1073 | 20.3617 | 18.6489 | 2.4932 | 14.959 | 42.8575 | 5.7296 | 34.3777 | 35.6452 | 4.4034 | 21.8297 | 24.7819 | 3.3131 | 39.7571 | 56.952 | 7.6139 | 91.3668 | 47.3677 | 5.8515 | 58.0175
VA | INSIG | MUNICIPAL | McLaughlin Barney Residence | VAG404257 | 001 | 1.0982 | 9.823% | 0.00070038 | 0.00076918 | 18.6489 | 2.4932 | 14.959 | 39.9756 | 5.3443 | 32.066 | 34.499 | 3.8269 | 13.4388 | 18.6489 | 2.4932 | 14.959 | 43.6869 | 5.8405 | 35.043 | 37.7019 | 4.1822 | 14.6864 | 24.3115 | 3.2502 | 39.0023 | 56.952 | 7.6139 | 91.3668 | 49.1497 | 5.4521 | 38.2916
VA | INSIG | MUNICIPAL | McSherry and Fox Residences | VAG403004 | 001 | 1.1757 | 17.57% | 0.00070038 | 0.00082343 | 18.6489 | 2.4932 | 14.959 | 39.9756 | 5.3443 | 32.066 | 34.991 | 2.7624 | 6.3931 | 18.6489 | 2.4932 | 14.959 | 46.768 | 6.2524 | 37.5145 | 40.9365 | 3.2318 | 7.4793 | 22.7098 | 3.0361 | 36.4328 | 56.952 | 7.6139 | 91.3668 | 49.8505 | 3.9356 | 18.216
VA | INSIG | MUNICIPAL | Meadowbrook Wastewater Treatment Plant | VA0092011 | 001 | 1.1098 | 10.98% | 0.14008 | 0.15546 | 0 | 0 | 14.959 | 0 | 0 | 6413.1984 | 0 | 0 | 3976.5989 | 0 | 0 | 14.959 | 0 | 0 | 7082.5196 | 0 | 0 | 4391.6215 | 0 | 0 | 38.5952 | 0 | 0 | 18273.36 | 0 | 0 | 11330.6683
VA | INSIG | MUNICIPAL | Meadows, Mary Louise Residence | VAG401406 | 001 | 1.0674 | 6.737% | 0.00070038 | 0.00074757 | 18.6489 | 2.4932 | 14.959 | 39.9756 | 5.3443 | 32.066 | 28.1707 | 4.2525 | 17.2348 | 18.6489 | 2.4932 | 14.959 | 42.459 | 5.6763 | 34.058 | 29.9208 | 4.5167 | 18.3054 | 25.0145 | 3.3442 | 40.1303 | 56.952 | 7.6139 | 91.3668 | 40.1339 | 6.0584 | 49.1077
VA | INSIG | MUNICIPAL | Mehegan, David & Sylvia Residence | VAG401378 | 001 | 1.0674 | 6.737% | 0.00070038 | 0.00074757 | 18.6489 | 2.4932 | 14.959 | 39.9756 | 5.3443 | 32.066 | 28.45 | 4.3524 | 24.9865 | 18.6489 | 2.4932 | 14.959 | 42.459 | 5.6763 | 34.058 | 30.2174 | 4.6228 | 26.5387 | 25.0145 | 3.3442 | 40.1303 | 56.952 | 7.6139 | 91.3668 | 40.5319 | 6.2007 | 71.1949
VA | INSIG | MUNICIPAL | Menefee, Edward D Residence | VAG401297 | 001 | 1.1137 | 11.37% | 0.00070038 | 0.00078004 | 18.6489 | 2.4932 | 14.959 | 39.9756 | 5.3443 | 32.066 | 33.2107 | 2.7382 | 9.6968 | 18.6489 | 2.4932 | 14.959 | 44.3037 | 5.923 | 35.5377 | 36.8063 | 3.0347 | 10.7467 | 23.973 | 3.2049 | 38.4593 | 56.952 | 7.6139 | 91.3668 | 47.3142 | 3.9011 | 27.6295
VA | INSIG | MUNICIPAL | Mertz Walter and Carol Residence | VAG401663 | 001 | 1.0326 | 3.261% | 0.00070038 | 0.00072322 | 18.6489 | 2.4932 | 14.959 | 39.9756 | 5.3443 | 32.066 | 22.7105 | 2.9257 | 12.7111 | 18.6489 | 2.4932 | 14.959 | 41.0765 | 5.4915 | 32.9491 | 23.3359 | 3.0063 | 13.0611 | 25.8564 | 3.4567 | 41.4809 | 56.952 | 7.6139 | 91.3668 | 32.3549 | 4.1682 | 36.2181
VA | INSIG | MUNICIPAL | Metcalf John J and Therese Residence | VAG401143 | 001 | 1.0674 | 6.737% | 0.00070038 | 0.00074757 | 18.6489 | 2.4932 | 14.959 | 39.9756 | 5.3443 | 32.066 | 18.2243 | 4.1451 | 20.8048 | 18.6489 | 2.4932 | 14.959 | 42.459 | 5.6763 | 34.058 | 19.3565 | 4.4026 | 22.0972 | 25.0145 | 3.3442 | 40.1303 | 56.952 | 7.6139 | 91.3668 | 25.9636 | 5.9054 | 59.2797
VA | INSIG | MUNICIPAL | Meyer Jeffrey Residence | VAG406207 | 001 | 1.3246 | 32.46% | 0.00070038 | 0.00092774 | 18.6489 | 2.4932 | 14.959 | 39.9756 | 5.3443 | 32.066 | 39.9756 | 5.3443 | 32.066 | 18.6489 | 2.4932 | 14.959 | 52.6922 | 7.0444 | 42.2665 | 52.6922 | 7.0444 | 42.2665 | 20.1565 | 2.6947 | 32.3367 | 56.952 | 7.6139 | 91.3668 | 56.952 | 7.6139 | 91.3668
VA | INSIG | MUNICIPAL | Mian Residence | VAG406459 | 001 | 1.3795 | 37.95% | 0.00070038 | 0.00096619 | 18.6489 | 2.4932 | 14.959 | 39.9756 | 5.3443 | 32.066 | 20.8271 | 1.0078 | 1.647 | 18.6489 | 2.4932 | 14.959 | 54.8758 | 7.3363 | 44.018 | 28.5901 | 1.3835 | 2.2609 | 19.3545 | 2.5875 | 31.0499 | 56.952 | 7.6139 | 91.3668 | 29.6717 | 1.4358 | 4.6929
VA | INSIG | MUNICIPAL | Michael Tim B Residence | VAG408177 | 001 | 1.0674 | 6.737% | 0.00070038 | 0.00074757 | 18.6489 | 2.4932 | 14.959 | 39.9756 | 5.3443 | 32.066 | 20.6591 | 4.1451 | 20.8048 | 18.6489 | 2.4932 | 14.959 | 42.459 | 5.6763 | 34.058 | 21.9425 | 4.4026 | 22.0972 | 25.0145 | 3.3442 | 40.1303 | 56.952 | 7.6139 | 91.3668 | 29.4324 | 5.9054 | 59.2797
VA | INSIG | MUNICIPAL | Mickens Walter Residence | VAG404212 | 001 | 1.0705 | 7.053% | 0.00070038 | 0.00074978 | 18.6489 | 2.4932 | 14.959 | 39.9756 | 5.3443 | 32.066 | 37.4739 | 4.7107 | 7.8467 | 18.6489 | 2.4932 | 14.959 | 42.5848 | 5.6932 | 34.1589 | 39.9198 | 5.0182 | 8.3589 | 24.9406 | 3.3343 | 40.0117 | 56.952 | 7.6139 | 91.3668 | 53.3879 | 6.7112 | 22.358
VA | INSIG | MUNICIPAL | Middle Peninsula Regional Security Center | VA0073318 | 001 | 1.0684 | 6.838% | 0.01751 | 0.018707 | 18.6489 | 2.4932 | 14.959 | 999.3901 | 133.6083 | 801.6498 | 913.6133 | 82.1747 | 186.3341 | 18.6489 | 2.4932 | 14.959 | 1062.4837 | 142.0433 | 852.2596 | 971.2916 | 87.3626 | 198.0978 | 24.9908 | 3.341 | 40.0922 | 1423.7993 | 190.3475 | 2284.17 | 1301.5959 | 117.0717 | 530.9286
VA | INSIG | MUNICIPAL | Middlebrook Family Medicine | VAG408205 | 001 | 1.0478 | 4.78% | 0.00070038 | 0.00073386 | 18.6489 | 2.4932 | 14.959 | 39.9756 | 5.3443 | 32.066 | 15.9565 | 4.3163 | 23.5138 | 18.6489 | 2.4932 | 14.959 | 41.6808 | 5.5723 | 33.4338 | 16.6371 | 4.5004 | 24.5168 | 25.4816 | 3.4066 | 40.8796 | 56.952 | 7.6139 | 91.3668 | 22.7328 | 6.1493 | 66.9986
VA | INSIG | MUNICIPAL | Middleburg Wastewater Treatment Plant | VA0024775 | 001 | 1.1021 | 10.21% | 0.1751 | 0.19297 | 10.0724 | 1.3962 | 14.959 | 5397.7753 | 748.2065 | 8016.498 | 4174.4628 | 466.4623 | 2922.9555 | 10.0724 | 1.3962 | 14.959 | 5919.5991 | 820.5385 | 8791.4839 | 4578.0243 | 511.557 | 3205.5289 | 13.0849 | 1.8137 | 38.8659 | 7690.039 | 1065.946 | 22841.7 | 5947.2246 | 664.554 | 8328.4838
VA | INSIG | MUNICIPAL | Middlesex Courthouse | VA0091316 | 001 | 1.0684 | 6.838% | 0.027945 | 0.029856 | 18.6489 | 2.4932 | 14.959 | 1595.0266 | 213.2388 | 1279.4331 | 1458.1269 | 131.1508 | 297.3893 | 18.6489 | 2.4932 | 14.959 | 1695.7239 | 226.7011 | 1360.2064 | 1550.1815 | 139.4307 | 316.1641 | 24.9908 | 3.341 | 40.0922 | 2272.3837 | 303.7946 | 3645.5353 | 2077.347 | 186.8464 | 847.362
VA | INSIG | MUNICIPAL | Middletown STP | VA0020982 | 001 | 1.1137 | 11.37% | 0.28015 | 0.31202 | 11.668 | 1.5956 | 14.959 | 10004.5895 | 1368.149 | 12826.3968 | 8497.9256 | 973.9304 | 9138.4975 | 11.668 | 1.5956 | 14.959 | 11087.7736 | 1516.2767 | 14215.0943 | 9417.9852 | 1079.3766 | 10127.9108 | 14.9991 | 2.0512 | 38.4593 | 14253.2208 | 1949.1584 | 36546.72 | 12106.7247 | 1387.5277 | 26038.654
VA | INSIG | MUNICIPAL | Miles Jay Residence | VAG406317 | 001 | 1.083 | 8.299% | 0.00070038 | 0.00075851 | 18.6489 | 2.4932 | 14.959 | 39.9756 | 5.3443 | 32.066 | 22.3179 | 2.9328 | 4.4319 | 18.6489 | 2.4932 | 14.959 | 43.0804 | 5.7594 | 34.5564 | 24.0512 | 3.1605 | 4.7761 | 24.6537 | 3.296 | 39.5515 | 56.952 | 7.6139 | 91.3668 | 31.7955 | 4.1782 | 12.6279
VA | INSIG | MUNICIPAL | Milici Robert C and Patricia H Residence | VAG408412 | 001 | 1.1118 | 11.18% | 0.00070038 | 0.00077869 | 18.6489 | 2.4932 | 14.959 | 39.9756 | 5.3443 | 32.066 | 29.1645 | 3.3293 | 12.4281 | 18.6489 | 2.4932 | 14.959 | 44.2269 | 5.9127 | 35.4762 | 32.2661 | 3.6834 | 13.7498 | 24.0146 | 3.2105 | 38.5261 | 56.952 | 7.6139 | 91.3668 | 41.5498 | 4.7431 | 35.4119
VA | INSIG | MUNICIPAL | Mill Creek Cafe | VAG401811 | 001 | 0.99879 | -0.1206% | 0.00070038 | 0.00069954 | 18.6489 | 2.4932 | 14.959 | 39.9756 | 5.3443 | 32.066 | 14.5052 | 2.7519 | 10.9023 | 18.6489 | 2.4932 | 14.959 | 39.7313 | 5.3117 | 31.87 | 14.4165 | 2.7351 | 10.8357 | 26.7319 | 3.5738 | 42.8854 | 56.952 | 7.6139 | 91.3668 | 20.665 | 3.9206 | 31.0645
VA | INSIG | MUNICIPAL | Mill Creek Church of the Brethren | VAG401465 | 001 | 1.0674 | 6.737% | 0.00070038 | 0.00074757 | 18.6489 | 2.4932 | 14.959 | 39.9756 | 5.3443 | 32.066 | 26.909 | 4.2516 | 23.8717 | 18.6489 | 2.4932 | 14.959 | 42.459 | 5.6763 | 34.058 | 28.5807 | 4.5157 | 25.3547 | 25.0145 | 3.3442 | 40.1303 | 56.952 | 7.6139 | 91.3668 | 38.3364 | 6.0571 | 68.0185
VA | INSIG | MUNICIPAL | Millboro STP | VA0073156 | 001 | 1.0259 | 2.592% | 0.035019 | 0.035927 | 18.6489 | 2.4932 | 14.959 | 1998.7802 | 267.2166 | 1603.2996 | 706.3024 | 130.716 | 416.046 | 18.6489 | 2.4932 | 14.959 | 2040.508 | 272.7952 | 1636.7711 | 721.0476 | 133.4449 | 424.7316 | 26.0252 | 3.4793 | 41.7516 | 2847.5986 | 380.695 | 4568.34 | 1006.2465 | 186.227 | 1185.4549
VA | INSIG | MUNICIPAL | Miller Anna M Residence | VAG406327 | 001 | 1.083 | 8.299% | 0.00070038 | 0.00075851 | 18.6489 | 2.4932 | 14.959 | 39.9756 | 5.3443 | 32.066 | 23.3145 | 2.7639 | 4.1324 | 18.6489 | 2.4932 | 14.959 | 43.0804 | 5.7594 | 34.5564 | 25.1253 | 2.9786 | 4.4534 | 24.6537 | 3.296 | 39.5515 | 56.952 | 7.6139 | 91.3668 | 33.2154 | 3.9377 | 11.7747
VA | INSIG | MUNICIPAL | Miller Carl A Jr and Tara L Residence | VAG408066 | 001 | 1.0674 | 6.737% | 0.00070038 | 0.00074757 | 18.6489 | 2.4932 | 14.959 | 39.9756 | 5.3443 | 32.066 | 23.5291 | 3.1938 | 11.9024 | 18.6489 | 2.4932 | 14.959 | 42.459 | 5.6763 | 34.058 | 24.9908 | 3.3923 | 12.6418 | 25.0145 | 3.3442 | 40.1303 | 56.952 | 7.6139 | 91.3668 | 33.5212 | 4.5502 | 33.9139
VA | INSIG | MUNICIPAL | Miller Eli L Residence 2 | VAG408079 | 001 | 1.0674 | 6.737% | 0.00070038 | 0.00074757 | 18.6489 | 2.4932 | 14.959 | 39.9756 | 5.3443 | 32.066 | 26.8477 | 4.3524 | 24.9865 | 18.6489 | 2.4932 | 14.959 | 42.459 | 5.6763 | 34.058 | 28.5156 | 4.6228 | 26.5387 | 25.0145 | 3.3442 | 40.1303 | 56.952 | 7.6139 | 91.3668 | 38.2491 | 6.2007 | 71.1949
VA | INSIG | MUNICIPAL | Miller Eli L Residence 3 | VAG408107 | 001 | 1.0674 | 6.737% | 0.00070038 | 0.00074757 | 18.6489 | 2.4932 | 14.959 | 39.9756 | 5.3443 | 32.066 | 26.8477 | 4.3524 | 24.9865 | 18.6489 | 2.4932 | 14.959 | 42.459 | 5.6763 | 34.058 | 28.5156 | 4.6228 | 26.5387 | 25.0145 | 3.3442 | 40.1303 | 56.952 | 7.6139 | 91.3668 | 38.2491 | 6.2007 | 71.1949
VA | INSIG | MUNICIPAL | Miller Marine Incorporated | VA0090913 | 001 | 1.0684 | 6.838% | 0.0035019 | 0.0037414 | 18.6489 | 2.4932 | 14.959 | 199.878 | 26.7217 | 160.33 | 199.878 | 26.7217 | 160.33 | 18.6489 | 2.4932 | 14.959 | 212.4967 | 28.4087 | 170.4519 | 212.4967 | 28.4087 | 170.4519 | 24.9908 | 3.341 | 40.0922 | 284.7599 | 38.0695 | 456.834 | 284.7599 | 38.0695 | 456.834
VA | INSIG | MUNICIPAL | Miller Monroe C Residence | VAG407302 | 001 | 1.0569 | 5.688% | 0.00070038 | 0.00074022 | 18.6489 | 2.4932 | 14.959 | 39.9756 | 5.3443 | 32.066 | 21.3764 | 2.8051 | 3.6327 | 18.6489 | 2.4932 | 14.959 | 42.0419 | 5.6206 | 33.7234 | 22.4813 | 2.9501 | 3.8205 | 25.2627 | 3.3774 | 40.5284 | 56.952 | 7.6139 | 91.3668 | 30.4542 | 3.9964 | 10.3509
VA | INSIG | MUNICIPAL | Miller Multiple Residence | VAG408072 | 001 | 1.0674 | 6.737% | 0.00070038 | 0.00074757 | 18.6489 | 2.4932 | 14.959 | 39.9756 | 5.3443 | 32.066 | 26.8477 | 4.3524 | 24.9865 | 18.6489 | 2.4932 | 14.959 | 42.459 | 5.6763 | 34.058 | 28.5156 | 4.6228 | 26.5387 | 25.0145 | 3.3442 | 40.1303 | 56.952 | 7.6139 | 91.3668 | 38.2491 | 6.2007 | 71.1949
VA | INSIG | MUNICIPAL | Miller Residence - Gerald and Lillian | VAG402117 | 001 | 0.91292 | -8.708% | 0.00070038 | 0.00063939 | 18.6489 | 2.4932 | 14.959 | 39.9756 | 5.3443 | 32.066 | 14.8589 | 1.7259 | 8.3371 | 18.6489 | 2.4932 | 14.959 | 36.3153 | 4.855 | 29.1299 | 13.4983 | 1.5678 | 7.5737 | 29.2464 | 3.9099 | 46.9194 | 56.952 | 7.6139 | 91.3668 | 21.169 | 2.4588 | 23.7551
VA | INSIG | MUNICIPAL | Miller Richard K Residence | VAG401517 | 001 | 1.0326 | 3.261% | 0.00070038 | 0.00072322 | 18.6489 | 2.4932 | 14.959 | 39.9756 | 5.3443 | 32.066 | 39.6779 | 4.0782 | 19.8851 | 18.6489 | 2.4932 | 14.959 | 41.0765 | 5.4915 | 32.9491 | 40.7706 | 4.1905 | 20.4328 | 25.8564 | 3.4567 | 41.4809 | 56.952 | 7.6139 | 91.3668 | 56.5279 | 5.81 | 56.6594
VA | INSIG | MUNICIPAL | Miller, Larry W. Residence | VAG401016 | 001 | 1.1137 | 11.37% | 0.00070038 | 0.00078004 | 18.6489 | 2.4932 | 14.959 | 39.9756 | 5.3443 | 32.066 | 27.6695 | 1.3776 | 2.3959 | 18.6489 | 2.4932 | 14.959 | 44.3037 | 5.923 | 35.5377 | 30.6652 | 1.5268 | 2.6553 | 23.973 | 3.2049 | 38.4593 | 56.952 | 7.6139 | 91.3668 | 39.4198 | 1.9627 | 6.8267
VA | INSIG | MUNICIPAL | Miller, Ralph M Residence | VAG401048 | 001 | 1.0326 | 3.261% | 0.00070038 | 0.00072322 | 18.6489 | 2.4932 | 14.959 | 39.9756 | 5.3443 | 32.066 | 35.6475 | 4.0782 | 19.8851 | 18.6489 | 2.4932 | 14.959 | 41.0765 | 5.4915 | 32.9491 | 36.6292 | 4.1905 | 20.4328 | 25.8564 | 3.4567 | 41.4809 | 56.952 | 7.6139 | 91.3668 | 50.7859 | 5.81 | 56.6594
VA | INSIG | MUNICIPAL | Milton, Thomas & Carol Residence | VAG401728 | 001 | 1.0774 | 7.738% | 0.00070038 | 0.00075458 | 18.6489 | 2.4932 | 14.959 | 39.9756 | 5.3443 | 32.066 | 38.3728 | 3.8968 | 19.0003 | 18.6489 | 2.4932 | 14.959 | 42.8575 | 5.7296 | 34.3777 | 41.1392 | 4.1777 | 20.3701 | 24.7819 | 3.3131 | 39.7571 | 56.952 | 7.6139 | 91.3668 | 54.6685 | 5.5516 | 54.1384
VA | INSIG | MUNICIPAL | Mine Run Market | VAG406430 | 001 | 1.0417 | 4.168% | 0.00070038 | 0.00072958 | 18.6489 | 2.4932 | 14.959 | 39.9756 | 5.3443 | 32.066 | 25.1873 | 4.9641 | 19.9509 | 18.6489 | 2.4932 | 14.959 | 41.4372 | 5.5397 | 33.2384 | 26.1082 | 5.1456 | 20.6803 | 25.6314 | 3.4267 | 41.1198 | 56.952 | 7.6139 | 91.3668 | 35.8835 | 7.0723 | 56.8467
VA | INSIG | MUNICIPAL | Miniclier Jr John F and Katherine F Residence | VAG404050 | 001 | 1.0598 | 5.982% | 0.00070038 | 0.00074228 | 18.6489 | 2.4932 | 14.959 | 39.9756 | 5.3443 | 32.066 | 33.6727 | 2.5773 | 3.4901 | 18.6489 | 2.4932 | 14.959 | 42.1589 | 5.6362 | 33.8173 | 35.5118 | 2.7181 | 3.6807 | 25.1926 | 3.368 | 40.4159 | 56.952 | 7.6139 | 91.3668 | 47.9725 | 3.6718 | 9.9446
VA | INSIG | MUNICIPAL | Minter David Residence | VAG406493 | 001 | 1.083 | 8.299% | 0.00070038 | 0.00075851 | 18.6489 | 2.4932 | 14.959 | 39.9756 | 5.3443 | 32.066 | 22.8092 | 2.7639 | 4.1324 | 18.6489 | 2.4932 | 14.959 | 43.0804 | 5.7594 | 34.5564 | 24.5807 | 2.9786 | 4.4534 | 24.6537 | 3.296 | 39.5515 | 56.952 | 7.6139 | 91.3668 | 32.4955 | 3.9377 | 11.7747
VA | INSIG | MUNICIPAL | Mishler Mike Property | VAG406482 | 001 | 1.1098 | 10.98% | 0.00070038 | 0.0007773 | 18.6489 | 2.4932 | 14.959 | 39.9756 | 5.3443 | 32.066 | 23.5594 | 5.2832 | 22.9886 | 18.6489 | 2.4932 | 14.959 | 44.1477 | 5.9021 | 35.4126 | 26.0182 | 5.8346 | 25.3878 | 24.0577 | 3.2163 | 38.5952 | 56.952 | 7.6139 | 91.3668 | 33.5644 | 7.5268 | 65.5023
VA | INSIG | MUNICIPAL | Missionary Learning Center WWTP | VA0067105 | 001 | 1.0844 | 8.436% | 0.028015 | 0.030379 | 18.6489 | 2.4932 | 14.959 | 1599.0241 | 213.7733 | 1282.6397 | 861.7044 | 87.6812 | 361.0629 | 18.6489 | 2.4932 | 14.959 | 1725.3929 | 230.6675 | 1384.005 | 929.8038 | 94.6105 | 389.5972 | 24.6226 | 3.2918 | 39.5015 | 2278.0789 | 304.556 | 3654.672 | 1227.6428 | 124.9166 | 1028.7897
VA | INSIG | MUNICIPAL | Mitchell Dennis J Residence | VAG408305 | 001 | 1.0674 | 6.737% | 0.00070038 | 0.00074757 | 18.6489 | 2.4932 | 14.959 | 39.9756 | 5.3443 | 32.066 | 23.5291 | 3.1938 | 11.9024 | 18.6489 | 2.4932 | 14.959 | 42.459 | 5.6763 | 34.058 | 24.9908 | 3.3923 | 12.6418 | 25.0145 | 3.3442 | 40.1303 | 56.952 | 7.6139 | 91.3668 | 33.5212 | 4.5502 | 33.9139
VA | INSIG | MUNICIPAL | Mitchell Lynn A Residence | VAG401207 | 001 | 1.0674 | 6.737% | 0.00070038 | 0.00074757 | 18.6489 | 2.4932 | 14.959 | 39.9756 | 5.3443 | 32.066 | 29.3171 | 4.2547 | 23.824 | 18.6489 | 2.4932 | 14.959 | 42.459 | 5.6763 | 34.058 | 31.1384 | 4.519 | 25.304 | 25.0145 | 3.3442 | 40.1303 | 56.952 | 7.6139 | 91.3668 | 41.7672 | 6.0615 | 67.8826
VA | INSIG | MUNICIPAL | Mizpah Nursing Home WWTP | VA0063029 | 001 | 1.0684 | 6.838% | 0.014008 | 0.014966 | 18.6489 | 2.4932 | 14.959 | 799.5121 | 106.8866 | 641.3198 | 488.5994 | 13.3227 | 16.8386 | 18.6489 | 2.4932 | 14.959 | 849.9869 | 113.6346 | 681.8077 | 519.4457 | 14.1638 | 17.9017 | 24.9908 | 3.341 | 40.0922 | 1139.0394 | 152.278 | 1827.336 | 696.0921 | 18.9804 | 47.9789
VA | INSIG | MUNICIPAL | Molden, Robbie Residence | VAG401486 | 001 | 1.1137 | 11.37% | 0.00070038 | 0.00078004 | 18.6489 | 2.4932 | 14.959 | 39.9756 | 5.3443 | 32.066 | 28.3483 | 1.3776 | 2.3959 | 18.6489 | 2.4932 | 14.959 | 44.3037 | 5.923 | 35.5377 | 31.4175 | 1.5268 | 2.6553 | 23.973 | 3.2049 | 38.4593 | 56.952 | 7.6139 | 91.3668 | 40.3869 | 1.9627 | 6.8267
VA | INSIG | MUNICIPAL | Mongold Cecil D and Addie M | VAG408142 | 001 | 1.0674 | 6.737% | 0.00070038 | 0.00074757 | 18.6489 | 2.4932 | 14.959 | 39.9756 | 5.3443 | 32.066 | 32.3984 | 4.3524 | 24.9865 | 18.6489 | 2.4932 | 14.959 | 42.459 | 5.6763 | 34.058 | 34.4111 | 4.6228 | 26.5387 | 25.0145 | 3.3442 | 40.1303 | 56.952 | 7.6139 | 91.3668 | 46.157 | 6.2007 | 71.1949
VA | INSIG | MUNICIPAL | Monroe Thelma Estate Residence | VAG406487 | 001 | 1.1396 | 13.96% | 0.00070038 | 0.00079815 | 18.6489 | 2.4932 | 14.959 | 39.9756 | 5.3443 | 32.066 | 33.6402 | 4.8628 | 15.7932 | 18.6489 | 2.4932 | 14.959 | 45.3318 | 6.0604 | 36.3624 | 38.1475 | 5.5143 | 17.9093 | 23.4293 | 3.1323 | 37.5871 | 56.952 | 7.6139 | 91.3668 | 47.9261 | 6.9278 | 45.0002
VA | INSIG | MUNICIPAL | Monterey STP | VA0023281 | 001 | 0.9657 | -3.43% | 0.084046 | 0.081164 | 18.6489 | 2.4932 | 14.959 | 4797.0724 | 641.3198 | 3847.919 | 2578.5165 | 499.6999 | 2326.5258 | 18.6489 | 2.4932 | 14.959 | 4609.7965 | 616.283 | 3697.6977 | 2477.8521 | 480.1918 | 2235.6991 | 27.6479 | 3.6962 | 44.3549 | 6834.2366 | 913.668 | 10964.016 | 3673.5305 | 711.9066 | 6629.0547
VA | INSIG | MUNICIPAL | Moody Samuel S and Beverly A Residence | VAG404236 | 001 | 1.0844 | 8.436% | 0.00070038 | 0.00075946 | 18.6489 | 2.4932 | 14.959 | 39.9756 | 5.3443 | 32.066 | 24.619 | 1.6187 | 3.6237 | 18.6489 | 2.4932 | 14.959 | 43.1348 | 5.7667 | 34.6001 | 26.5646 | 1.7466 | 3.9101 | 24.6226 | 3.2918 | 39.5015 | 56.952 | 7.6139 | 91.3668 | 35.074 | 2.306 | 10.3251
VA | INSIG | MUNICIPAL | Moore Christopher and Mary Residence | VAG408285 | 001 | 1.0674 | 6.737% | 0.00070038 | 0.00074757 | 18.6489 | 2.4932 | 14.959 | 39.9756 | 5.3443 | 32.066 | 32.8273 | 4.3524 | 24.9865 | 18.6489 | 2.4932 | 14.959 | 42.459 | 5.6763 | 34.058 | 34.8666 | 4.6228 | 26.5387 | 25.0145 | 3.3442 | 40.1303 | 56.952 | 7.6139 | 91.3668 | 46.7681 | 6.2007 | 71.1949
VA | INSIG | MUNICIPAL | Moore Ginger Residence | VAG406168 | 001 | 1.147 | 14.7% | 0.00070038 | 0.00080337 | 18.6489 | 2.4932 | 14.959 | 39.9756 | 5.3443 | 32.066 | 26.7559 | 3.3209 | 11.2525 | 18.6489 | 2.4932 | 14.959 | 45.6287 | 6.1001 | 36.6005 | 30.5396 | 3.7905 | 12.8438 | 23.2769 | 3.1119 | 37.3426 | 56.952 | 7.6139 | 91.3668 | 38.1183 | 4.7312 | 32.0623
VA | INSIG | MUNICIPAL | Moore John A and Nona L Residence | VAG401984 | 001 | 0.99879 | -0.1206% | 0.00070038 | 0.00069954 | 18.6489 | 2.4932 | 14.959 | 39.9756 | 5.3443 | 32.066 | 18.4644 | 3.6123 | 13.9615 | 18.6489 | 2.4932 | 14.959 | 39.7313 | 5.3117 | 31.87 | 18.3516 | 3.5902 | 13.8762 | 26.7319 | 3.5738 | 42.8854 | 56.952 | 7.6139 | 91.3668 | 26.3057 | 5.1463 | 39.7811
VA | INSIG | MUNICIPAL | Moore/Racette Residence | VAG401588 | 001 | 1.0326 | 3.261% | 0.00070038 | 0.00072322 | 18.6489 | 2.4932 | 14.959 | 39.9756 | 5.3443 | 32.066 | 29.3653 | 4.0782 | 19.8851 | 18.6489 | 2.4932 | 14.959 | 41.0765 | 5.4915 | 32.9491 | 30.174 | 4.1905 | 20.4328 | 25.8564 | 3.4567 | 41.4809 | 56.952 | 7.6139 | 91.3668 | 41.8359 | 5.81 | 56.6594
VA | INSIG | MUNICIPAL | Moore's Store Mill Residence | VAG401809 | 001 | 1.0326 | 3.261% | 0.00070038 | 0.00072322 | 18.6489 | 2.4932 | 14.959 | 39.9756 | 5.3443 | 32.066 | 28.4413 | 4.2427 | 24.1306 | 18.6489 | 2.4932 | 14.959 | 41.0765 | 5.4915 | 32.9491 | 29.2245 | 4.3595 | 24.7952 | 25.8564 | 3.4567 | 41.4809 | 56.952 | 7.6139 | 91.3668 | 40.5193 | 6.0444 | 68.7562
VA | INSIG | MUNICIPAL | Moran Ralph F Residence | VAG401352 | 001 | 1.0259 | 2.592% | 0.00070038 | 0.00071853 | 18.6489 | 2.4932 | 14.959 | 39.9756 | 5.3443 | 32.066 | 14.0638 | 2.349 | 8.9353 | 18.6489 | 2.4932 | 14.959 | 40.8102 | 5.4559 | 32.7354 | 14.3574 | 2.3981 | 9.1218 | 26.0252 | 3.4793 | 41.7516 | 56.952 | 7.6139 | 91.3668 | 20.0362 | 3.3466 | 25.4596
VA | INSIG | MUNICIPAL | Morelli, David & Kimberley Residence | VAG401761 | 001 | 1.1137 | 11.37% | 0.00070038 | 0.00078004 | 18.6489 | 2.4932 | 14.959 | 39.9756 | 5.3443 | 32.066 | 28.1078 | 3.6122 | 15.795 | 18.6489 | 2.4932 | 14.959 | 44.3037 | 5.923 | 35.5377 | 31.151 | 4.0033 | 17.5051 | 23.973 | 3.2049 | 38.4593 | 56.952 | 7.6139 | 91.3668 | 40.0443 | 5.1462 | 45.0053
VA | INSIG | MUNICIPAL | Morral Richard B Sr Residence | VAG408414 | 001 | 1.0674 | 6.737% | 0.00070038 | 0.00074757 | 18.6489 | 2.4932 | 14.959 | 39.9756 | 5.3443 | 32.066 | 20.6591 | 4.1451 | 20.8048 | 18.6489 | 2.4932 | 14.959 | 42.459 | 5.6763 | 34.058 | 21.9425 | 4.4026 | 22.0972 | 25.0145 | 3.3442 | 40.1303 | 56.952 | 7.6139 | 91.3668 | 29.4324 | 5.9054 | 59.2797
VA | INSIG | MUNICIPAL | Morris Hill Sewage Treatment Plant | VA0032115 | 001 | 0.91292 | -8.708% | 0.010506 | 0.0095909 | 18.6489 | 2.4932 | 14.959 | 599.6341 | 80.165 | 480.9899 | 322.316 | 69.5379 | 194.0397 | 18.6489 | 2.4932 | 14.959 | 544.7294 | 72.8248 | 436.9488 | 292.8036 | 63.1707 | 176.2728 | 29.2464 | 3.9099 | 46.9194 | 854.2796 | 114.2085 | 1370.502 | 459.1933 | 99.0684 | 552.8844
VA | INSIG | MUNICIPAL | Mostly Maples Nursery LLC | VAG408118 | 001 | 1.0135 | 1.352% | 0.00070038 | 0.00070985 | 18.6489 | 2.4932 | 14.959 | 39.9756 | 5.3443 | 32.066 | 20.4706 | 2.9819 | 8.8382 | 18.6489 | 2.4932 | 14.959 | 40.317 | 5.39 | 32.3398 | 20.6454 | 3.0074 | 8.9137 | 26.3435 | 3.5219 | 42.2624 | 56.952 | 7.6139 | 91.3668 | 29.1638 | 4.2482 | 25.183
VA | INSIG | MUNICIPAL | Mount Olive Brethren Church | VAG401734 | 001 | 1.0674 | 6.737% | 0.00070038 | 0.00074757 | 18.6489 | 2.4932 | 14.959 | 39.9756 | 5.3443 | 32.066 | 26.9726 | 4.2516 | 23.8717 | 18.6489 | 2.4932 | 14.959 | 42.459 | 5.6763 | 34.058 | 28.6482 | 4.5157 | 25.3547 | 25.0145 | 3.3442 | 40.1303 | 56.952 | 7.6139 | 91.3668 | 38.427 | 6.0571 | 68.0185
VA | INSIG | MUNICIPAL | Mount Olive Presbyterian Church | VAG408074 | 001 | 1.0674 | 6.737% | 0.00070038 | 0.00074757 | 18.6489 | 2.4932 | 14.959 | 39.9756 | 5.3443 | 32.066 | 18.6506 | 4.1451 | 20.8048 | 18.6489 | 2.4932 | 14.959 | 42.459 | 5.6763 | 34.058 | 19.8093 | 4.4026 | 22.0972 | 25.0145 | 3.3442 | 40.1303 | 56.952 | 7.6139 | 91.3668 | 26.571 | 5.9054 | 59.2797
VA | INSIG | MUNICIPAL | Mount Olive Wastewater Treatment Facility | VA0091537 | 001 | 1.0705 | 7.053% | 0.01751 | 0.018745 | 18.6489 | 2.4932 | 14.959 | 999.3901 | 133.6083 | 801.6498 | 789.8808 | 60.7495 | 117.2092 | 18.6489 | 2.4932 | 14.959 | 1064.6195 | 142.3288 | 853.9729 | 841.4358 | 64.7146 | 124.8594 | 24.9406 | 3.3343 | 40.0117 | 1423.7993 | 190.3475 | 2284.17 | 1125.3181 | 86.5479 | 333.9685
VA | INSIG | MUNICIPAL | Mount Solon Apartments | VAG401083 | 001 | 1.0478 | 4.78% | 0.00070038 | 0.00073386 | 18.6489 | 2.4932 | 14.959 | 39.9756 | 5.3443 | 32.066 | 18.3841 | 4.2274 | 23.9671 | 18.6489 | 2.4932 | 14.959 | 41.6808 | 5.5723 | 33.4338 | 19.1683 | 4.4077 | 24.9894 | 25.4816 | 3.4066 | 40.8796 | 56.952 | 7.6139 | 91.3668 | 26.1912 | 6.0226 | 68.2904
VA | INSIG | MUNICIPAL | Mountain Valley KOA | VA0088994 | 001 | 1.0674 | 6.737% | 0.0070038 | 0.0074757 | 18.6489 | 2.4932 | 14.959 | 399.756 | 53.4433 | 320.6599 | 223.5134 | 43.524 | 249.8649 | 18.6489 | 2.4932 | 14.959 | 424.5899 | 56.7634 | 340.5801 | 237.3987 | 46.2278 | 265.3872 | 25.0145 | 3.3442 | 40.1303 | 569.5197 | 76.139 | 913.668 | 318.4325 | 62.0073 | 711.9492
VA | INSIG | MUNICIPAL | Mountain View Farm | VAG401488 | 001 | 1.0674 | 6.737% | 0.00070038 | 0.00074757 | 18.6489 | 2.4932 | 14.959 | 39.9756 | 5.3443 | 32.066 | 17.2565 | 4.1451 | 20.8048 | 18.6489 | 2.4932 | 14.959 | 42.459 | 5.6763 | 34.058 | 18.3285 | 4.4026 | 22.0972 | 25.0145 | 3.3442 | 40.1303 | 56.952 | 7.6139 | 91.3668 | 24.5848 | 5.9054 | 59.2797
VA | INSIG | MUNICIPAL | Mountain View Inn/Motel | VAG408265 | 001 | 1.1137 | 11.37% | 0.00070038 | 0.00078004 | 18.6489 | 2.4932 | 14.959 | 39.9756 | 5.3443 | 32.066 | 34.4228 | 2.7382 | 9.6968 | 18.6489 | 2.4932 | 14.959 | 44.3037 | 5.923 | 35.5377 | 38.1497 | 3.0347 | 10.7467 | 23.973 | 3.2049 | 38.4593 | 56.952 | 7.6139 | 91.3668 | 49.041 | 3.9011 | 27.6295
VA | INSIG | MUNICIPAL | Mountain View Nursing Home | VA0063347 | 001 | 0.99679 | -0.3212% | 0.0087548 | 0.0087267 | 18.6489 | 2.4932 | 14.959 | 499.695 | 66.8042 | 400.8249 | 343.3559 | 74.2832 | 374.7676 | 18.6489 | 2.4932 | 14.959 | 495.6436 | 66.2625 | 397.5751 | 340.5721 | 73.6809 | 371.7291 | 26.7857 | 3.581 | 42.9717 | 711.8996 | 95.1737 | 1142.085 | 489.1683 | 105.8289 | 1067.839
VA | INSIG | MUNICIPAL | Mowry Bruce and Babs Residence | VAG401203 | 001 | 1.0478 | 4.78% | 0.00070038 | 0.00073386 | 18.6489 | 2.4932 | 14.959 | 39.9756 | 5.3443 | 32.066 | 14.1552 | 4.3163 | 23.5138 | 18.6489 | 2.4932 | 14.959 | 41.6808 | 5.5723 | 33.4338 | 14.759 | 4.5004 | 24.5168 | 25.4816 | 3.4066 | 40.8796 | 56.952 | 7.6139 | 91.3668 | 20.1664 | 6.1493 | 66.9986
VA | INSIG | MUNICIPAL | Mt Sidney STP | VA0022322 | 001 | 1.0478 | 4.78% | 0.10506 | 0.11008 | 18.6489 | 2.4932 | 14.959 | 5996.3405 | 801.6498 | 4809.8988 | 2707.3669 | 646.5632 | 3539.1148 | 18.6489 | 2.4932 | 14.959 | 6252.1147 | 835.8442 | 5015.0653 | 2822.8498 | 674.1424 | 3690.0759 | 25.4816 | 3.4066 | 40.8796 | 8542.7958 | 1142.085 | 13705.02 | 3857.0996 | 921.1381 | 10084.1287
VA | INSIG | MUNICIPAL | Mulatz Mary Residence | VAG406225 | 001 | 1.083 | 8.299% | 0.00070038 | 0.00075851 | 18.6489 | 2.4932 | 14.959 | 39.9756 | 5.3443 | 32.066 | 23.132 | 2.9328 | 4.4319 | 18.6489 | 2.4932 | 14.959 | 43.0804 | 5.7594 | 34.5564 | 24.9286 | 3.1605 | 4.7761 | 24.6537 | 3.296 | 39.5515 | 56.952 | 7.6139 | 91.3668 | 32.9554 | 4.1782 | 12.6279
VA | INSIG | MUNICIPAL | Mullens Bradford Residence | VAG408141 | 001 | 1.0674 | 6.737% | 0.00070038 | 0.00074757 | 18.6489 | 2.4932 | 14.959 | 39.9756 | 5.3443 | 32.066 | 23.5291 | 3.1938 | 11.9024 | 18.6489 | 2.4932 | 14.959 | 42.459 | 5.6763 | 34.058 | 24.9908 | 3.3923 | 12.6418 | 25.0145 | 3.3442 | 40.1303 | 56.952 | 7.6139 | 91.3668 | 33.5212 | 4.5502 | 33.9139
VA | INSIG | MUNICIPAL | Mullins Lisa A Residence | VAG406078 | 001 | 1.083 | 8.299% | 0.00070038 | 0.00075851 | 18.6489 | 2.4932 | 14.959 | 39.9756 | 5.3443 | 32.066 | 24.5068 | 2.7639 | 4.1324 | 18.6489 | 2.4932 | 14.959 | 43.0804 | 5.7594 | 34.5564 | 26.4101 | 2.9786 | 4.4534 | 24.6537 | 3.296 | 39.5515 | 56.952 | 7.6139 | 91.3668 | 34.914 | 3.9377 | 11.7747
VA | INSIG | MUNICIPAL | Mumment Russ Residence 2 | VAG408003 | 001 | 0.99879 | -0.1206% | 0.00070038 | 0.00069954 | 18.6489 | 2.4932 | 14.959 | 39.9756 | 5.3443 | 32.066 | 13.6317 | 2.7519 | 10.9023 | 18.6489 | 2.4932 | 14.959 | 39.7313 | 5.3117 | 31.87 | 13.5484 | 2.7351 | 10.8357 | 26.7319 | 3.5738 | 42.8854 | 56.952 | 7.6139 | 91.3668 | 19.4206 | 3.9206 | 31.0645
VA | INSIG | MUNICIPAL | Mummert Russ Residence 1 | VAG408002 | 001 | 0.99879 | -0.1206% | 0.00070038 | 0.00069954 | 18.6489 | 2.4932 | 14.959 | 39.9756 | 5.3443 | 32.066 | 13.6317 | 2.7519 | 10.9023 | 18.6489 | 2.4932 | 14.959 | 39.7313 | 5.3117 | 31.87 | 13.5484 | 2.7351 | 10.8357 | 26.7319 | 3.5738 | 42.8854 | 56.952 | 7.6139 | 91.3668 | 19.4206 | 3.9206 | 31.0645
VA | INSIG | MUNICIPAL | Munk, Laurel V Residence | VAG401762 | 001 | 1.1137 | 11.37% | 0.00070038 | 0.00078004 | 18.6489 | 2.4932 | 14.959 | 39.9756 | 5.3443 | 32.066 | 16.006 | 1.8877 | 6.843 | 18.6489 | 2.4932 | 14.959 | 44.3037 | 5.923 | 35.5377 | 17.739 | 2.092 | 7.5839 | 23.973 | 3.2049 | 38.4593 | 56.952 | 7.6139 | 91.3668 | 22.8033 | 2.6893 | 19.498
VA | INSIG | MUNICIPAL | Murphy Gary and Shelba Residence | VAG401324 | 001 | 1.0326 | 3.261% | 0.00070038 | 0.00072322 | 18.6489 | 2.4932 | 14.959 | 39.9756 | 5.3443 | 32.066 | 35.3562 | 4.0782 | 19.8851 | 18.6489 | 2.4932 | 14.959 | 41.0765 | 5.4915 | 32.9491 | 36.3299 | 4.1905 | 20.4328 | 25.8564 | 3.4567 | 41.4809 | 56.952 | 7.6139 | 91.3668 | 50.3709 | 5.81 | 56.6594
VA | INSIG | MUNICIPAL | Muse/Cowal Family Residence | VAG401263 | 001 | 1.0326 | 3.261% | 0.00070038 | 0.00072322 | 18.6489 | 2.4932 | 14.959 | 39.9756 | 5.3443 | 32.066 | 39.6779 | 4.0782 | 19.8851 | 18.6489 | 2.4932 | 14.959 | 41.0765 | 5.4915 | 32.9491 | 40.7706 | 4.1905 | 20.4328 | 25.8564 | 3.4567 | 41.4809 | 56.952 | 7.6139 | 91.3668 | 56.5279 | 5.81 | 56.6594
VA | INSIG | MUNICIPAL | Musser John F. Residence | VAG401456 | 001 | 1.1137 | 11.37% | 0.00070038 | 0.00078004 | 18.6489 | 2.4932 | 14.959 | 39.9756 | 5.3443 | 32.066 | 33.3572 | 3.7293 | 17.5855 | 18.6489 | 2.4932 | 14.959 | 44.3037 | 5.923 | 35.5377 | 36.9688 | 4.1331 | 19.4895 | 23.973 | 3.2049 | 38.4593 | 56.952 | 7.6139 | 91.3668 | 47.523 | 5.3131 | 50.1071
VA | INSIG | MUNICIPAL | Myers Buddy Residence | VAG408035 | 001 | 1.0674 | 6.737% | 0.00070038 | 0.00074757 | 18.6489 | 2.4932 | 14.959 | 39.9756 | 5.3443 | 32.066 | 29.2365 | 4.3524 | 24.9865 | 18.6489 | 2.4932 | 14.959 | 42.459 | 5.6763 | 34.058 | 31.0527 | 4.6228 | 26.5387 | 25.0145 | 3.3442 | 40.1303 | 56.952 | 7.6139 | 91.3668 | 41.6523 | 6.2007 | 71.1949
VA | INSIG | MUNICIPAL | Myers Greg Residence | VAG406241 | 001 | 1.0417 | 4.168% | 0.00070038 | 0.00072958 | 18.6489 | 2.4932 | 14.959 | 39.9756 | 5.3443 | 32.066 | 6.9531 | 0.92912 | 1.5047 | 18.6489 | 2.4932 | 14.959 | 41.4372 | 5.5397 | 33.2384 | 7.2073 | 0.96309 | 1.5597 | 25.6314 | 3.4267 | 41.1198 | 56.952 | 7.6139 | 91.3668 | 9.9059 | 1.3237 | 4.2874
VA | INSIG | MUNICIPAL | Nash Gloria M Residence | VAG404226 | 001 | 1.0779 | 7.791% | 0.00070038 | 0.00075495 | 18.6489 | 2.4932 | 14.959 | 39.9756 | 5.3443 | 32.066 | 22.3292 | 2.3885 | 5.3524 | 18.6489 | 2.4932 | 14.959 | 42.8784 | 5.7324 | 34.3945 | 23.9506 | 2.5619 | 5.7411 | 24.7698 | 3.3115 | 39.7377 | 56.952 | 7.6139 | 91.3668 | 31.8116 | 3.4028 | 15.2509
VA | INSIG | MUNICIPAL | Nason Noah - Residence | VAG406367 | 001 | 1.083 | 8.299% | 0.00070038 | 0.00075851 | 18.6489 | 2.4932 | 14.959 | 39.9756 | 5.3443 | 32.066 | 21.8129 | 2.8315 | 3.7356 | 18.6489 | 2.4932 | 14.959 | 43.0804 | 5.7594 | 34.5564 | 23.507 | 3.0515 | 4.0257 | 24.6537 | 3.296 | 39.5515 | 56.952 | 7.6139 | 91.3668 | 31.0761 | 4.034 | 10.6439
VA | INSIG | MUNICIPAL | Natural Bridge Juvenile Correctional Center | VA0027944 | 001 | 0.99879 | -0.1206% | 0.012257 | 0.012242 | 18.6489 | 2.4932 | 14.959 | 699.5731 | 93.5258 | 561.1549 | 382.1825 | 56.3232 | 197.1781 | 18.6489 | 2.4932 | 14.959 | 695.2973 | 92.9542 | 557.7251 | 379.8466 | 55.9789 | 195.9729 | 26.7319 | 3.5738 | 42.8854 | 996.6595 | 133.2432 | 1598.919 | 544.4832 | 80.2419 | 561.8266
VA | INSIG | MUNICIPAL | Natural Bridge of Virginia | VA0024101 | 001 | 0.99879 | -0.1206% | 0.069338 | 0.069254 | 18.6489 | 2.4932 | 14.959 | 3957.5847 | 529.0889 | 3174.5332 | 2156.9545 | 318.6283 | 1115.4644 | 18.6489 | 2.4932 | 14.959 | 3933.3963 | 525.8551 | 3155.1307 | 2143.7714 | 316.6809 | 1108.6468 | 26.7319 | 3.5738 | 42.8854 | 5638.2452 | 753.7761 | 9045.3132 | 3072.9446 | 453.9397 | 3178.3335
VA | INSIG | MUNICIPAL | Neal Bobby Residence | VAG406165 | 001 | 1.083 | 8.299% | 0.00070038 | 0.00075851 | 18.6489 | 2.4932 | 14.959 | 39.9756 | 5.3443 | 32.066 | 9.2054 | 1.6569 | 0.90653 | 18.6489 | 2.4932 | 14.959 | 43.0804 | 5.7594 | 34.5564 | 9.9204 | 1.7856 | 0.97693 | 24.6537 | 3.296 | 39.5515 | 56.952 | 7.6139 | 91.3668 | 13.1147 | 2.3605 | 2.583
VA | INSIG | MUNICIPAL | Neal Kevin and Helen Residence | VAG406166 | 001 | 1.147 | 14.7% | 0.00070038 | 0.00080337 | 18.6489 | 2.4932 | 14.959 | 39.9756 | 5.3443 | 32.066 | 33.0453 | 3.3653 | 11.1433 | 18.6489 | 2.4932 | 14.959 | 45.6287 | 6.1001 | 36.6005 | 37.7183 | 3.8411 | 12.7191 | 23.2769 | 3.1119 | 37.3426 | 56.952 | 7.6139 | 91.3668 | 47.0786 | 4.7944 | 31.7509
VA | INSIG | MUNICIPAL | Nease, Gordon & Elizabeth Residence | VAG401918 | 001 | 1.1137 | 11.37% | 0.00070038 | 0.00078004 | 18.6489 | 2.4932 | 14.959 | 39.9756 | 5.3443 | 32.066 | 34.4228 | 2.7382 | 9.6968 | 18.6489 | 2.4932 | 14.959 | 44.3037 | 5.923 | 35.5377 | 38.1497 | 3.0347 | 10.7467 | 23.973 | 3.2049 | 38.4593 | 56.952 | 7.6139 | 91.3668 | 49.041 | 3.9011 | 27.6295
VA | INSIG | MUNICIPAL | Neely William Residence | VAG406467 | 001 | 1.083 | 8.299% | 0.00070038 | 0.00075851 | 18.6489 | 2.4932 | 14.959 | 39.9756 | 5.3443 | 32.066 | 24.0176 | 2.8315 | 3.7356 | 18.6489 | 2.4932 | 14.959 | 43.0804 | 5.7594 | 34.5564 | 25.883 | 3.0515 | 4.0257 | 24.6537 | 3.296 | 39.5515 | 56.952 | 7.6139 | 91.3668 | 34.2171 | 4.034 | 10.6439
VA | INSIG | MUNICIPAL | Neersville Volunteer Fire and Rescue | VAG406106 | 001 | 1.147 | 14.7% | 0.00070038 | 0.00080337 | 18.6489 | 2.4932 | 14.959 | 39.9756 | 5.3443 | 32.066 | 23.9255 | 3.3209 | 11.2525 | 18.6489 | 2.4932 | 14.959 | 45.6287 | 6.1001 | 36.6005 | 27.3088 | 3.7905 | 12.8438 | 23.2769 | 3.1119 | 37.3426 | 56.952 | 7.6139 | 91.3668 | 34.0858 | 4.7312 | 32.0623
VA | INSIG | MUNICIPAL | Neff, Charles O Residence | VAG401120 | 001 | 1.1137 | 11.37% | 0.00070038 | 0.00078004 | 18.6489 | 2.4932 | 14.959 | 39.9756 | 5.3443 | 32.066 | 28.2621 | 3.6122 | 15.795 | 18.6489 | 2.4932 | 14.959 | 44.3037 | 5.923 | 35.5377 | 31.322 | 4.0033 | 17.5051 | 23.973 | 3.2049 | 38.4593 | 56.952 | 7.6139 | 91.3668 | 40.2641 | 5.1462 | 45.0053
VA | INSIG | MUNICIPAL | Neff, Robert & Elaine Residence | VAG401028 | 001 | 1.0326 | 3.261% | 0.00070038 | 0.00072322 | 18.6489 | 2.4932 | 14.959 | 39.9756 | 5.3443 | 32.066 | 36.7836 | 4.0782 | 19.8851 | 18.6489 | 2.4932 | 14.959 | 41.0765 | 5.4915 | 32.9491 | 37.7966 | 4.1905 | 20.4328 | 25.8564 | 3.4567 | 41.4809 | 56.952 | 7.6139 | 91.3668 | 52.4045 | 5.81 | 56.6594
VA | INSIG | MUNICIPAL | Nelson County Regional STP | VA0089729 | 001 | 1.0135 | 1.352% | 0.15408 | 0.15617 | 18.6489 | 2.4932 | 14.959 | 8794.6327 | 1175.753 | 7054.5182 | 5957.1415 | 819.8267 | 2023.9157 | 18.6489 | 2.4932 | 14.959 | 8869.7353 | 1185.7935 | 7114.761 | 6008.0131 | 826.8277 | 2041.1991 | 26.3435 | 3.5219 | 42.2624 | 12529.4338 | 1675.058 | 20100.696 | 8486.9502 | 1167.981 | 5766.8167
VA | INSIG | MUNICIPAL | Nemoytin, Douglas J Residence | VAG401439 | 001 | 1.0674 | 6.737% | 0.00070038 | 0.00074757 | 18.6489 | 2.4932 | 14.959 | 39.9756 | 5.3443 | 32.066 | 26.2607 | 4.2525 | 17.2348 | 18.6489 | 2.4932 | 14.959 | 42.459 | 5.6763 | 34.058 | 27.8921 | 4.5167 | 18.3054 | 25.0145 | 3.3442 | 40.1303 | 56.952 | 7.6139 | 91.3668 | 37.4128 | 6.0584 | 49.1077
VA | INSIG | MUNICIPAL | New Baltimore Shell | VA0029092 | 001 | 1.1396 | 13.96% | 0.0035019 | 0.0039907 | 18.6489 | 2.4932 | 14.959 | 199.878 | 26.7217 | 160.33 | 56.0498 | 8.9585 | 5.4192 | 18.6489 | 2.4932 | 14.959 | 226.6591 | 30.302 | 181.8121 | 63.5598 | 10.1588 | 6.1453 | 23.4293 | 3.1323 | 37.5871 | 284.7599 | 38.0695 | 456.834 | 79.8524 | 12.7629 | 15.4411
VA | INSIG | MUNICIPAL | New Hope STP | VA0062481 | 001 | 1.0478 | 4.78% | 0.024513 | 0.025685 | 18.6489 | 2.4932 | 14.959 | 1399.1461 | 187.0516 | 1122.3097 | 665.6255 | 150.8647 | 825.7934 | 18.6489 | 2.4932 | 14.959 | 1458.8268 | 195.0303 | 1170.1819 | 694.0178 | 157.2999 | 861.0177 | 25.4816 | 3.4066 | 40.8796 | 1993.319 | 266.4865 | 3197.838 | 948.2956 | 214.9322 | 2352.9634
VA | INSIG | MUNICIPAL | New Life Gospel Church | VAG401089 | 001 | 0.99286 | -0.7145% | 0.00070038 | 0.00069538 | 18.6489 | 2.4932 | 14.959 | 39.9756 | 5.3443 | 32.066 | 30.5142 | 4.0078 | 17.3771 | 18.6489 | 2.4932 | 14.959 | 39.495 | 5.2801 | 31.6805 | 30.1474 | 3.9596 | 17.1682 | 26.8918 | 3.5952 | 43.1419 | 56.952 | 7.6139 | 91.3668 | 43.4727 | 5.7097 | 49.5132
VA | INSIG | MUNICIPAL | New Lot A | VAG406452 | 001 | 1.1098 | 10.98% | 0.00070038 | 0.0007773 | 18.6489 | 2.4932 | 14.959 | 39.9756 | 5.3443 | 32.066 | 27.6807 | 4.7953 | 19.883 | 18.6489 | 2.4932 | 14.959 | 44.1477 | 5.9021 | 35.4126 | 30.5696 | 5.2958 | 21.9581 | 24.0577 | 3.2163 | 38.5952 | 56.952 | 7.6139 | 91.3668 | 39.4358 | 6.8318 | 56.6533
VA | INSIG | MUNICIPAL | New Market Battlefield State Historical Park STP | VA0021342 | 001 | 1.0326 | 3.261% | 0.0070038 | 0.0072322 | 18.6489 | 2.4932 | 14.959 | 399.756 | 53.4433 | 320.6599 | 348.2026 | 42.427 | 241.3062 | 18.6489 | 2.4932 | 14.959 | 410.765 | 54.9151 | 329.4906 | 357.7918 | 43.5955 | 247.9515 | 25.8564 | 3.4567 | 41.4809 | 569.5197 | 76.139 | 913.668 | 496.0732 | 60.4445 | 687.5624
VA | INSIG | MUNICIPAL | New Matoaca High School | VA0090344 | 001 | 1.0982 | 9.823% | 0.028015 | 0.030767 | 18.6489 | 2.4932 | 14.959 | 1599.0241 | 213.7733 | 1282.6397 | 630.4159 | 74.3877 | 90.0424 | 18.6489 | 2.4932 | 14.959 | 1747.4756 | 233.6197 | 1401.7184 | 688.943 | 81.2938 | 98.4018 | 24.3115 | 3.2502 | 39.0023 | 2278.0789 | 304.556 | 3654.672 | 898.1335 | 105.9778 | 256.561
VA | INSIG | MUNICIPAL | Newland, Martha G Residence | VAG401156 | 001 | 1.0326 | 3.261% | 0.00070038 | 0.00072322 | 18.6489 | 2.4932 | 14.959 | 39.9756 | 5.3443 | 32.066 | 39.6779 | 4.0782 | 19.8851 | 18.6489 | 2.4932 | 14.959 | 41.0765 | 5.4915 | 32.9491 | 40.7706 | 4.1905 | 20.4328 | 25.8564 | 3.4567 | 41.4809 | 56.952 | 7.6139 | 91.3668 | 56.5279 | 5.81 | 56.6594
VA | INSIG | MUNICIPAL | Newlin Carol Residence | VAG401058 | 001 | 1.1137 | 11.37% | 0.00070038 | 0.00078004 | 18.6489 | 2.4932 | 14.959 | 39.9756 | 5.3443 | 32.066 | 29.1588 | 2.7382 | 9.6968 | 18.6489 | 2.4932 | 14.959 | 44.3037 | 5.923 | 35.5377 | 32.3158 | 3.0347 | 10.7467 | 23.973 | 3.2049 | 38.4593 | 56.952 | 7.6139 | 91.3668 | 41.5416 | 3.9011 | 27.6295
VA | INSIG | MUNICIPAL | Newman Steve Residence | VAG401731 | 001 | 1.1137 | 11.37% | 0.00070038 | 0.00078004 | 18.6489 | 2.4932 | 14.959 | 39.9756 | 5.3443 | 32.066 | 31.5184 | 2.7382 | 9.6968 | 18.6489 | 2.4932 | 14.959 | 44.3037 | 5.923 | 35.5377 | 34.9309 | 3.0347 | 10.7467 | 23.973 | 3.2049 | 38.4593 | 56.952 | 7.6139 | 91.3668 | 44.9033 | 3.9011 | 27.6295
VA | INSIG | MUNICIPAL | Newstead Landing LLC - Lot 11 | VAG404227 | 001 | 1.0759 | 7.588% | 0.00070038 | 0.00075353 | 18.6489 | 2.4932 | 14.959 | 39.9756 | 5.3443 | 32.066 | 37.4187 | 5.0159 | 6.6521 | 18.6489 | 2.4932 | 14.959 | 42.7978 | 5.7216 | 34.3298 | 40.0604 | 5.37 | 7.1217 | 24.8165 | 3.3177 | 39.8126 | 56.952 | 7.6139 | 91.3668 | 53.3092 | 7.146 | 18.9541
VA | INSIG | MUNICIPAL | Newstead Landing LLC - Lot 12 | VAG404228 | 001 | 1.0759 | 7.588% | 0.00070038 | 0.00075353 | 18.6489 | 2.4932 | 14.959 | 39.9756 | 5.3443 | 32.066 | 37.4187 | 5.0159 | 6.6521 | 18.6489 | 2.4932 | 14.959 | 42.7978 | 5.7216 | 34.3298 | 40.0604 | 5.37 | 7.1217 | 24.8165 | 3.3177 | 39.8126 | 56.952 | 7.6139 | 91.3668 | 53.3092 | 7.146 | 18.9541
VA | INSIG | MUNICIPAL | Newstead Landing LLC - Lot 13 | VAG404229 | 001 | 1.0759 | 7.588% | 0.00070038 | 0.00075353 | 18.6489 | 2.4932 | 14.959 | 39.9756 | 5.3443 | 32.066 | 37.4187 | 5.0159 | 6.6521 | 18.6489 | 2.4932 | 14.959 | 42.7978 | 5.7216 | 34.3298 | 40.0604 | 5.37 | 7.1217 | 24.8165 | 3.3177 | 39.8126 | 56.952 | 7.6139 | 91.3668 | 53.3092 | 7.146 | 18.9541
VA | INSIG | MUNICIPAL | Newton Mary Residence | VAG408281 | 001 | 1.084 | 8.401% | 0.00070038 | 0.00075922 | 18.6489 | 2.4932 | 14.959 | 39.9756 | 5.3443 | 32.066 | 14.5488 | 2.2787 | 5.1945 | 18.6489 | 2.4932 | 14.959 | 43.1211 | 5.7648 | 34.5891 | 15.6935 | 2.458 | 5.6032 | 24.6305 | 3.2928 | 39.5141 | 56.952 | 7.6139 | 91.3668 | 20.7272 | 3.2463 | 14.8009
VA | INSIG | MUNICIPAL | Nicely Paula and Donna Residence | VAG401106 | 001 | 1.1137 | 11.37% | 0.00070038 | 0.00078004 | 18.6489 | 2.4932 | 14.959 | 39.9756 | 5.3443 | 32.066 | 30.5522 | 3.8319 | 18.9688 | 18.6489 | 2.4932 | 14.959 | 44.3037 | 5.923 | 35.5377 | 33.86 | 4.2468 | 21.0226 | 23.973 | 3.2049 | 38.4593 | 56.952 | 7.6139 | 91.3668 | 43.5267 | 5.4592 | 54.0486
VA | INSIG | MUNICIPAL | Nicholls Property | VAG406347 | 001 | 1.0763 | 7.634% | 0.00070038 | 0.00075385 | 18.6489 | 2.4932 | 14.959 | 39.9756 | 5.3443 | 32.066 | 17.4284 | 2.5082 | 7.4154 | 18.6489 | 2.4932 | 14.959 | 42.8161 | 5.7241 | 34.3445 | 18.6667 | 2.6864 | 7.9423 | 24.8059 | 3.3163 | 39.7956 | 56.952 | 7.6139 | 91.3668 | 24.8296 | 3.5733 | 21.1291
VA | INSIG | MUNICIPAL | Nichols Janice Residence | VAG406140 | 001 | 1.1098 | 10.98% | 0.00070038 | 0.0007773 | 18.6489 | 2.4932 | 14.959 | 39.9756 | 5.3443 | 32.066 | 25.8599 | 4.7953 | 19.883 | 18.6489 | 2.4932 | 14.959 | 44.1477 | 5.9021 | 35.4126 | 28.5588 | 5.2958 | 21.9581 | 24.0577 | 3.2163 | 38.5952 | 56.952 | 7.6139 | 91.3668 | 36.8418 | 6.8318 | 56.6533
VA | INSIG | MUNICIPAL | Nichols Tom Property | VAG406416 | 001 | 1.3795 | 37.95% | 0.00070038 | 0.00096619 | 18.6489 | 2.4932 | 14.959 | 39.9756 | 5.3443 | 32.066 | 9.6698 | 2.5982 | 2.0171 | 18.6489 | 2.4932 | 14.959 | 54.8758 | 7.3363 | 44.018 | 13.2741 | 3.5666 | 2.769 | 19.3545 | 2.5875 | 31.0499 | 56.952 | 7.6139 | 91.3668 | 13.7763 | 3.7016 | 5.7475
VA | INSIG | MUNICIPAL | Nicholson/Balsis Residence | VAG401099 | 001 | 0.99286 | -0.7145% | 0.00070038 | 0.00069538 | 18.6489 | 2.4932 | 14.959 | 39.9756 | 5.3443 | 32.066 | 34.781 | 4.2575 | 21.0319 | 18.6489 | 2.4932 | 14.959 | 39.495 | 5.2801 | 31.6805 | 34.3629 | 4.2063 | 20.7791 | 26.8918 | 3.5952 | 43.1419 | 56.952 | 7.6139 | 91.3668 | 49.5514 | 6.0655 | 59.9269
VA | INSIG | MUNICIPAL | No Hunting Ridge Forest Trust | VAG408140 | 001 | 1.1137 | 11.37% | 0.00070038 | 0.00078004 | 18.6489 | 2.4932 | 14.959 | 39.9756 | 5.3443 | 32.066 | 30.8866 | 2.7382 | 9.6968 | 18.6489 | 2.4932 | 14.959 | 44.3037 | 5.923 | 35.5377 | 34.2306 | 3.0347 | 10.7467 | 23.973 | 3.2049 | 38.4593 | 56.952 | 7.6139 | 91.3668 | 44.0031 | 3.9011 | 27.6295
VA | INSIG | MUNICIPAL | Nolte Roy Residence | VAG404214 | 001 | 1.0759 | 7.588% | 0.00070038 | 0.00075353 | 18.6489 | 2.4932 | 14.959 | 39.9756 | 5.3443 | 32.066 | 37.4187 | 5.0159 | 6.6521 | 18.6489 | 2.4932 | 14.959 | 42.7978 | 5.7216 | 34.3298 | 40.0604 | 5.37 | 7.1217 | 24.8165 | 3.3177 | 39.8126 | 56.952 | 7.6139 | 91.3668 | 53.3092 | 7.146 | 18.9541
VA | INSIG | MUNICIPAL | Nolting Elisabeth Aiken Residence | VAG406496 | 001 | 1.0763 | 7.634% | 0.00070038 | 0.00075385 | 18.6489 | 2.4932 | 14.959 | 39.9756 | 5.3443 | 32.066 | 17.7648 | 2.5082 | 7.4154 | 18.6489 | 2.4932 | 14.959 | 42.8161 | 5.7241 | 34.3445 | 19.0271 | 2.6864 | 7.9423 | 24.8059 | 3.3163 | 39.7956 | 56.952 | 7.6139 | 91.3668 | 25.3089 | 3.5733 | 21.1291
VA | INSIG | MUNICIPAL | Norris Robert C Residence | VAG406010 | 001 | 1.1098 | 10.98% | 0.00070038 | 0.0007773 | 18.6489 | 2.4932 | 14.959 | 39.9756 | 5.3443 | 32.066 | 32.3227 | 6.236 | 39.9147 | 18.6489 | 2.4932 | 14.959 | 44.1477 | 5.9021 | 35.4126 | 35.696 | 6.8868 | 44.0805 | 24.0577 | 3.2163 | 38.5952 | 56.952 | 7.6139 | 91.3668 | 46.0491 | 8.8843 | 113.7304
VA | INSIG | MUNICIPAL | Norris/Olin Residence | VAG401133 | 001 | 1.0326 | 3.261% | 0.00070038 | 0.00072322 | 18.6489 | 2.4932 | 14.959 | 39.9756 | 5.3443 | 32.066 | 27.5378 | 4.0782 | 19.8851 | 18.6489 | 2.4932 | 14.959 | 41.0765 | 5.4915 | 32.9491 | 28.2961 | 4.1905 | 20.4328 | 25.8564 | 3.4567 | 41.4809 | 56.952 | 7.6139 | 91.3668 | 39.2322 | 5.81 | 56.6594
VA | INSIG | MUNICIPAL | North Elementary School | VA0028762 | 001 | 1.0463 | 4.63% | 0.0042023 | 0.0043968 | 18.6489 | 2.4932 | 14.959 | 239.8536 | 32.066 | 192.396 | 170.3774 | 19.1011 | 43.8988 | 18.6489 | 2.4932 | 14.959 | 249.725 | 33.3857 | 200.3142 | 177.3895 | 19.8872 | 45.7054 | 25.5183 | 3.4115 | 40.9384 | 341.7118 | 45.6834 | 548.2008 | 242.7313 | 27.2127 | 125.0823
VA | INSIG | MUNICIPAL | NORTH FORK REGIONAL WWTP | VA0090328 | 001 | 1.0326 | 3.261% | 0.070038 | 0.072322 | 18.6489 | 2.4932 | 14.959 | 3997.5603 | 534.4332 | 3206.5992 | 3967.7931 | 407.8175 | 1988.5132 | 18.6489 | 2.4932 | 14.959 | 4107.65 | 549.1511 | 3294.9064 | 4077.063 | 419.0485 | 2043.2753 | 25.8564 | 3.4567 | 41.4809 | 5695.1972 | 761.39 | 9136.68 | 5652.7888 | 581.0046 | 5665.9432
VA | INSIG | MUNICIPAL | North Fork Resort STP | VA0072044 | 001 | 1.0774 | 7.738% | 0.024513 | 0.02641 | 18.6489 | 2.4932 | 14.959 | 1399.1461 | 187.0516 | 1122.3097 | 1320.5398 | 136.3868 | 665.012 | 18.6489 | 2.4932 | 14.959 | 1500.0142 | 200.5367 | 1203.2199 | 1415.741 | 146.2193 | 712.9544 | 24.7819 | 3.3131 | 39.7571 | 1993.319 | 266.4865 | 3197.838 | 1881.3312 | 194.3059 | 1894.8429
VA | INSIG | MUNICIPAL | North Garden Post Office | VAG408054 | 001 | 1.1118 | 11.18% | 0.00070038 | 0.00077869 | 18.6489 | 2.4932 | 14.959 | 39.9756 | 5.3443 | 32.066 | 23.2383 | 3.3293 | 12.4281 | 18.6489 | 2.4932 | 14.959 | 44.2269 | 5.9127 | 35.4762 | 25.7097 | 3.6834 | 13.7498 | 24.0146 | 3.2105 | 38.5261 | 56.952 | 7.6139 | 91.3668 | 33.1069 | 4.7431 | 35.4119
VA | INSIG | MUNICIPAL | North Spring Behavioral Healthcare WWTP | VA0067938 | 001 | 1.147 | 14.7% | 0.0070038 | 0.0080337 | 18.6489 | 2.4932 | 14.959 | 399.756 | 53.4433 | 320.6599 | 293.1063 | 33.6493 | 128.9319 | 18.6489 | 2.4932 | 14.959 | 456.2865 | 61.0009 | 366.0052 | 334.5552 | 38.4077 | 147.1644 | 23.2769 | 3.1119 | 37.3426 | 569.5197 | 76.139 | 913.668 | 417.5792 | 47.9391 | 367.3702
VA | INSIG | MUNICIPAL | North Star Construction Corporation | VAG403010 | 001 | 1.1155 | 11.55% | 0.00070038 | 0.00078126 | 18.6489 | 2.4932 | 14.959 | 39.9756 | 5.3443 | 32.066 | 39.2577 | 5.1253 | 9.7013 | 18.6489 | 2.4932 | 14.959 | 44.3725 | 5.9322 | 35.5929 | 43.5756 | 5.6891 | 10.7683 | 23.9358 | 3.2 | 38.3997 | 56.952 | 7.6139 | 91.3668 | 55.9291 | 7.3019 | 27.6423
VA | INSIG | MUNICIPAL | Northampton County - Middle School | VA0023817 | 001 | 0.95713 | -4.287% | 0.014568 | 0.013943 | 18.6489 | 2.4932 | 14.959 | 831.4925 | 111.1621 | 666.9726 | 773.7596 | 102.3943 | 250.9243 | 18.6489 | 2.4932 | 14.959 | 791.9379 | 105.8741 | 635.2443 | 736.9514 | 97.5233 | 238.9877 | 27.8955 | 3.7293 | 44.7522 | 1184.601 | 158.3691 | 1900.4294 | 1102.3507 | 145.8779 | 714.9678
VA | INSIG | MUNICIPAL | Northumberland County School Board | VA0092061 | 001 | 0.98544 | -1.456% | 0.011206 | 0.011043 | 18.6489 | 2.4932 | 14.959 | 639.6097 | 85.5093 | 513.0559 | 543.3915 | 50.8361 | 101.0828 | 18.6489 | 2.4932 | 14.959 | 627.1984 | 83.8501 | 503.1003 | 532.8473 | 49.8497 | 99.1213 | 27.0943 | 3.6222 | 43.4667 | 911.2316 | 121.8224 | 1461.8688 | 774.1526 | 72.4246 | 288.0189
VA | INSIG | MUNICIPAL | Northumberland High School | VA0020877 | 001 | 0.98544 | -1.456% | 0.0056031 | 0.0055215 | 18.6489 | 2.4932 | 14.959 | 319.8048 | 42.7547 | 256.5279 | 261.5524 | 25.4181 | 50.5414 | 18.6489 | 2.4932 | 14.959 | 313.5992 | 41.925 | 251.5502 | 256.4771 | 24.9248 | 49.5607 | 27.0943 | 3.6222 | 43.4667 | 455.6158 | 60.9112 | 730.9344 | 372.6254 | 36.2123 | 144.0094
VA | INSIG | MUNICIPAL | Norvell Lucille Residence | VAG408302 | 001 | 1.1118 | 11.18% | 0.00070038 | 0.00077869 | 18.6489 | 2.4932 | 14.959 | 39.9756 | 5.3443 | 32.066 | 16.9782 | 2.4465 | 7.1134 | 18.6489 | 2.4932 | 14.959 | 44.2269 | 5.9127 | 35.4762 | 18.7838 | 2.7067 | 7.8699 | 24.0146 | 3.2105 | 38.5261 | 56.952 | 7.6139 | 91.3668 | 24.1883 | 3.4855 | 20.2684
VA | INSIG | MUNICIPAL | Norview Marina | VA0087611 | 001 | 1.0684 | 6.838% | 0.014008 | 0.014966 | 18.6489 | 2.4932 | 14.959 | 799.5121 | 106.8866 | 641.3198 | 799.5121 | 106.8866 | 641.3198 | 18.6489 | 2.4932 | 14.959 | 849.9869 | 113.6346 | 681.8077 | 849.9869 | 113.6346 | 681.8077 | 24.9908 | 3.341 | 40.0922 | 1139.0394 | 152.278 | 1827.336 | 1139.0394 | 152.278 | 1827.336
VA | INSIG | MUNICIPAL | Nossaman Judith D Residence | VAG406071 | 001 | 1.083 | 8.299% | 0.00070038 | 0.00075851 | 18.6489 | 2.4932 | 14.959 | 39.9756 | 5.3443 | 32.066 | 22.5599 | 2.9328 | 4.4319 | 18.6489 | 2.4932 | 14.959 | 43.0804 | 5.7594 | 34.5564 | 24.312 | 3.1605 | 4.7761 | 24.6537 | 3.296 | 39.5515 | 56.952 | 7.6139 | 91.3668 | 32.1403 | 4.1782 | 12.6279
VA | INSIG | MUNICIPAL | Notre Dame Academy | VA0027197 | 001 | 1.147 | 14.7% | 0.010506 | 0.012051 | 18.6489 | 2.4932 | 14.959 | 599.6341 | 80.165 | 480.9899 | 503.4606 | 49.9781 | 175.3773 | 18.6489 | 2.4932 | 14.959 | 684.4298 | 91.5013 | 549.0079 | 574.6562 | 57.0456 | 200.1779 | 23.2769 | 3.1119 | 37.3426 | 854.2796 | 114.2085 | 1370.502 | 717.2643 | 71.2022 | 499.709
VA | INSIG | MUNICIPAL | Nowell Multiple Residence | VAG408392 | 001 | 1.0259 | 2.592% | 0.00070038 | 0.00071853 | 18.6489 | 2.4932 | 14.959 | 39.9756 | 5.3443 | 32.066 | 18.5839 | 2.349 | 8.9353 | 18.6489 | 2.4932 | 14.959 | 40.8102 | 5.4559 | 32.7354 | 18.9719 | 2.3981 | 9.1218 | 26.0252 | 3.4793 | 41.7516 | 56.952 | 7.6139 | 91.3668 | 26.4759 | 3.3466 | 25.4596
VA | INSIG | MUNICIPAL | Oak Crest Estates Lot 24A | VAG406432 | 001 | 1.3795 | 37.95% | 0.00070038 | 0.00096619 | 18.6489 | 2.4932 | 14.959 | 39.9756 | 5.3443 | 32.066 | 9.6698 | 2.5982 | 2.0171 | 18.6489 | 2.4932 | 14.959 | 54.8758 | 7.3363 | 44.018 | 13.2741 | 3.5666 | 2.769 | 19.3545 | 2.5875 | 31.0499 | 56.952 | 7.6139 | 91.3668 | 13.7763 | 3.7016 | 5.7475
VA | INSIG | MUNICIPAL | Oak Hall Shopping Center | VA0090875 | 001 | 0.97343 | -2.657% | 0.0070038 | 0.0068177 | 18.6489 | 2.4932 | 14.959 | 399.756 | 53.4433 | 320.6599 | 262.0855 | 42.9406 | 46.6248 | 18.6489 | 2.4932 | 14.959 | 387.2228 | 51.7677 | 310.6065 | 253.8686 | 41.5943 | 45.163 | 27.4285 | 3.6669 | 44.0029 | 569.5197 | 76.139 | 913.668 | 373.3849 | 61.176 | 132.8498
VA | INSIG | MUNICIPAL | Oates Timothy D and Evette S Residence | VAG401857 | 001 | 1.1137 | 11.37% | 0.00070038 | 0.00078004 | 18.6489 | 2.4932 | 14.959 | 39.9756 | 5.3443 | 32.066 | 24.1957 | 0.96871 | 1.3073 | 18.6489 | 2.4932 | 14.959 | 44.3037 | 5.923 | 35.5377 | 26.8153 | 1.0736 | 1.4488 | 23.973 | 3.2049 | 38.4593 | 56.952 | 7.6139 | 91.3668 | 34.4708 | 1.3801 | 3.725
VA | INSIG | MUNICIPAL | ODell Dennis Residence | VAG406436 | 001 | 1.3246 | 32.46% | 0.00070038 | 0.00092774 | 18.6489 | 2.4932 | 14.959 | 39.9756 | 5.3443 | 32.066 | 34.8076 | 4.2308 | 12.2202 | 18.6489 | 2.4932 | 14.959 | 52.6922 | 7.0444 | 42.2665 | 45.8802 | 5.5766 | 16.1075 | 20.1565 | 2.6947 | 32.3367 | 56.952 | 7.6139 | 91.3668 | 49.5892 | 6.0275 | 34.8194
VA | INSIG | MUNICIPAL | Oilville Wastewater Treatment Plant | VA0092428 | 001 | 1.0794 | 7.936% | 0.21012 | 0.22679 | 0 | 0 | 14.959 | 0 | 0 | 9619.7976 | 0 | 0 | 2721.1954 | 0 | 0 | 14.959 | 0 | 0 | 10332.2502 | 0 | 0 | 2922.7301 | 0 | 0 | 39.6842 | 0 | 0 | 27410.04 | 0 | 0 | 7753.6013
VA | INSIG | MUNICIPAL | Old Dominion Outdoor LLC | VAG404246 | 001 | 1.0759 | 7.588% | 0.00070038 | 0.00075353 | 18.6489 | 2.4932 | 14.959 | 39.9756 | 5.3443 | 32.066 | 38.1613 | 5.0159 | 6.6521 | 18.6489 | 2.4932 | 14.959 | 42.7978 | 5.7216 | 34.3298 | 40.8555 | 5.37 | 7.1217 | 24.8165 | 3.3177 | 39.8126 | 56.952 | 7.6139 | 91.3668 | 54.3672 | 7.146 | 18.9541
VA | INSIG | MUNICIPAL | Olsen Tymbi Su and Ditlef Residence | VAG404204 | 001 | 1.0165 | 1.647% | 0.00070038 | 0.00071192 | 18.6489 | 2.4932 | 14.959 | 39.9756 | 5.3443 | 32.066 | 37.0387 | 3.6752 | 3.9089 | 18.6489 | 2.4932 | 14.959 | 40.4345 | 5.4057 | 32.4341 | 37.4639 | 3.7174 | 3.9538 | 26.267 | 3.5116 | 42.1395 | 56.952 | 7.6139 | 91.3668 | 52.7678 | 5.236 | 11.1378
VA | INSIG | MUNICIPAL | O-N Minerals Chemstone Company - Strasburg | VAG401942 | 001 | 1.0326 | 3.261% | 0.00070038 | 0.00072322 | 18.6489 | 2.4932 | 14.959 | 39.9756 | 5.3443 | 32.066 | 34.2779 | 3.7987 | 15.8735 | 18.6489 | 2.4932 | 14.959 | 41.0765 | 5.4915 | 32.9491 | 35.2219 | 3.9033 | 16.3106 | 25.8564 | 3.4567 | 41.4809 | 56.952 | 7.6139 | 91.3668 | 48.8346 | 5.4118 | 45.2289
VA | INSIG | MUNICIPAL | One Stop Trailer Park | VA0074934 | 001 | 1.147 | 14.7% | 0.0043424 | 0.0049809 | 18.6489 | 2.4932 | 14.959 | 247.8487 | 33.1349 | 198.8092 | 189.8367 | 19.8709 | 59.5393 | 18.6489 | 2.4932 | 14.959 | 282.8976 | 37.8205 | 226.9232 | 216.682 | 22.6809 | 67.9589 | 23.2769 | 3.1119 | 37.3426 | 353.1022 | 47.2062 | 566.4742 | 270.4543 | 28.3095 | 169.6474
VA | INSIG | MUNICIPAL | Orange Associates LLC Property | VAG406428 | 001 | 1.0417 | 4.168% | 0.00070038 | 0.00072958 | 18.6489 | 2.4932 | 14.959 | 39.9756 | 5.3443 | 32.066 | 6.1539 | 0.92912 | 1.5047 | 18.6489 | 2.4932 | 14.959 | 41.4372 | 5.5397 | 33.2384 | 6.3789 | 0.96309 | 1.5597 | 25.6314 | 3.4267 | 41.1198 | 56.952 | 7.6139 | 91.3668 | 8.7673 | 1.3237 | 4.2874
VA | INSIG | MUNICIPAL | Orange Church of Nazarene | VAG406328 | 001 | 1.0417 | 4.168% | 0.00070038 | 0.00072958 | 18.6489 | 2.4932 | 14.959 | 39.9756 | 5.3443 | 32.066 | 45.0091 | 5.6741 | 26.4776 | 18.6489 | 2.4932 | 14.959 | 41.4372 | 5.5397 | 33.2384 | 46.6548 | 5.8816 | 27.4457 | 25.6314 | 3.4267 | 41.1198 | 56.952 | 7.6139 | 91.3668 | 64.123 | 8.0837 | 75.4437
VA | INSIG | MUNICIPAL | Orndorff, Dixon & Laura Residence | VAG401031 | 001 | 1.0326 | 3.261% | 0.00070038 | 0.00072322 | 18.6489 | 2.4932 | 14.959 | 39.9756 | 5.3443 | 32.066 | 17.2638 | 2.9798 | 6.5386 | 18.6489 | 2.4932 | 14.959 | 41.0765 | 5.4915 | 32.9491 | 17.7393 | 3.0618 | 6.7187 | 25.8564 | 3.4567 | 41.4809 | 56.952 | 7.6139 | 91.3668 | 24.5952 | 4.2452 | 18.6308
VA | INSIG | MUNICIPAL | Orrison Family Farm Residence | VAG401425 | 001 | 1.0326 | 3.261% | 0.00070038 | 0.00072322 | 18.6489 | 2.4932 | 14.959 | 39.9756 | 5.3443 | 32.066 | 27.0012 | 2.9257 | 12.7111 | 18.6489 | 2.4932 | 14.959 | 41.0765 | 5.4915 | 32.9491 | 27.7448 | 3.0063 | 13.0611 | 25.8564 | 3.4567 | 41.4809 | 56.952 | 7.6139 | 91.3668 | 38.4677 | 4.1682 | 36.2181
VA | INSIG | MUNICIPAL | Otero Nicolas Residence | VAG406415 | 001 | 1.083 | 8.299% | 0.00070038 | 0.00075851 | 18.6489 | 2.4932 | 14.959 | 39.9756 | 5.3443 | 32.066 | 23.3145 | 2.7639 | 4.1324 | 18.6489 | 2.4932 | 14.959 | 43.0804 | 5.7594 | 34.5564 | 25.1253 | 2.9786 | 4.4534 | 24.6537 | 3.296 | 39.5515 | 56.952 | 7.6139 | 91.3668 | 33.2154 | 3.9377 | 11.7747
VA | INSIG | MUNICIPAL | Otis Brown Residence | VAG407209 | 001 | 1.0569 | 5.688% | 0.00070038 | 0.00074022 | 18.6489 | 2.4932 | 14.959 | 39.9756 | 5.3443 | 32.066 | 16.6261 | 1.8231 | 2.5809 | 18.6489 | 2.4932 | 14.959 | 42.0419 | 5.6206 | 33.7234 | 17.4854 | 1.9173 | 2.7143 | 25.2627 | 3.3774 | 40.5284 | 56.952 | 7.6139 | 91.3668 | 23.6866 | 2.5973 | 7.354
VA | INSIG | MUNICIPAL | Ott, Lawrence & Mary Residence | VAG401755 | 001 | 1.0774 | 7.738% | 0.00070038 | 0.00075458 | 18.6489 | 2.4932 | 14.959 | 39.9756 | 5.3443 | 32.066 | 34.2993 | 3.8465 | 19.3761 | 18.6489 | 2.4932 | 14.959 | 42.8575 | 5.7296 | 34.3777 | 36.7721 | 4.1238 | 20.773 | 24.7819 | 3.3131 | 39.7571 | 56.952 | 7.6139 | 91.3668 | 48.8652 | 5.4799 | 55.209
VA | INSIG | MUNICIPAL | Our Savior Luthern Church | VAG408014 | 001 | 1.1137 | 11.37% | 0.00070038 | 0.00078004 | 18.6489 | 2.4932 | 14.959 | 39.9756 | 5.3443 | 32.066 | 26.1173 | 2.3553 | 6.3396 | 18.6489 | 2.4932 | 14.959 | 44.3037 | 5.923 | 35.5377 | 28.9449 | 2.6103 | 7.026 | 23.973 | 3.2049 | 38.4593 | 56.952 | 7.6139 | 91.3668 | 37.2084 | 3.3555 | 18.0637
VA | INSIG | MUNICIPAL | Outdoor World Harborview | VA0089087 | 001 | 1.0352 | 3.519% | 0.014008 | 0.014501 | 18.6489 | 2.4932 | 14.959 | 799.5121 | 106.8866 | 641.3198 | 466.1022 | 12.4303 | 9.4367 | 18.6489 | 2.4932 | 14.959 | 823.5786 | 110.1041 | 660.6246 | 480.1326 | 12.8044 | 9.7208 | 25.7921 | 3.4481 | 41.3777 | 1139.0394 | 152.278 | 1827.336 | 664.041 | 17.709 | 26.8884
VA | INSIG | MUNICIPAL | Oviatt Stephen Residence | VAG406329 | 001 | 1.083 | 8.299% | 0.00070038 | 0.00075851 | 18.6489 | 2.4932 | 14.959 | 39.9756 | 5.3443 | 32.066 | 21.8129 | 2.8315 | 3.7356 | 18.6489 | 2.4932 | 14.959 | 43.0804 | 5.7594 | 34.5564 | 23.507 | 3.0515 | 4.0257 | 24.6537 | 3.296 | 39.5515 | 56.952 | 7.6139 | 91.3668 | 31.0761 | 4.034 | 10.6439
VA | INSIG | MUNICIPAL | Owen Sasha J and Denise L Residence | VAG403006 | 001 | 1.0072 | 0.7171% | 0.00070038 | 0.00070541 | 18.6489 | 2.4932 | 14.959 | 39.9756 | 5.3443 | 32.066 | 36.1726 | 4.2954 | 10.5666 | 18.6489 | 2.4932 | 14.959 | 40.0645 | 5.3562 | 32.1373 | 36.2531 | 4.305 | 10.5901 | 26.5096 | 3.5441 | 42.5287 | 56.952 | 7.6139 | 91.3668 | 51.534 | 6.1196 | 30.1077
VA | INSIG | MUNICIPAL | Page County High School | VA0021318 | 001 | 0.99286 | -0.7145% | 0.0067237 | 0.0066756 | 18.6489 | 2.4932 | 14.959 | 383.7658 | 51.3056 | 307.8335 | 292.9366 | 38.4745 | 166.8201 | 18.6489 | 2.4932 | 14.959 | 379.1523 | 50.6888 | 304.1329 | 289.4151 | 38.0119 | 164.8147 | 26.8918 | 3.5952 | 43.1419 | 546.7389 | 73.0934 | 877.1213 | 417.3375 | 54.8133 | 475.3267
VA | INSIG | MUNICIPAL | Palladinetti Enrico Residence | VAG406135 | 001 | 1.147 | 14.7% | 0.00070038 | 0.00080337 | 18.6489 | 2.4932 | 14.959 | 39.9756 | 5.3443 | 32.066 | 29.6773 | 3.3319 | 11.6918 | 18.6489 | 2.4932 | 14.959 | 45.6287 | 6.1001 | 36.6005 | 33.874 | 3.803 | 13.3452 | 23.2769 | 3.1119 | 37.3426 | 56.952 | 7.6139 | 91.3668 | 42.2802 | 4.7468 | 33.3139
VA | INSIG | MUNICIPAL | Palmer McCulloch Village Lot 3 | VAG407294 | 001 | 1.082 | 8.199% | 0.00070038 | 0.00075781 | 18.6489 | 2.4932 | 14.959 | 39.9756 | 5.3443 | 32.066 | 19.5328 | 1.2977 | 2.4602 | 18.6489 | 2.4932 | 14.959 | 43.0406 | 5.7541 | 34.5246 | 21.0304 | 1.3972 | 2.6489 | 24.6765 | 3.299 | 39.588 | 56.952 | 7.6139 | 91.3668 | 27.8278 | 1.8488 | 7.0101
VA | INSIG | MUNICIPAL | Palmer McCulloch Village Lot 4 | VAG407295 | 001 | 1.082 | 8.199% | 0.00070038 | 0.00075781 | 18.6489 | 2.4932 | 14.959 | 39.9756 | 5.3443 | 32.066 | 19.5328 | 1.2977 | 2.4602 | 18.6489 | 2.4932 | 14.959 | 43.0406 | 5.7541 | 34.5246 | 21.0304 | 1.3972 | 2.6489 | 24.6765 | 3.299 | 39.588 | 56.952 | 7.6139 | 91.3668 | 27.8278 | 1.8488 | 7.0101
VA | INSIG | MUNICIPAL | Palmyra Area WWTP | VA0091146 | 001 | 1.084 | 8.401% | 0.10506 | 0.11388 | 0 | 0 | 14.959 | 0 | 0 | 4809.8988 | 0 | 0 | 1284.6365 | 0 | 0 | 14.959 | 0 | 0 | 5188.3622 | 0 | 0 | 1385.7171 | 0 | 0 | 39.5141 | 0 | 0 | 13705.02 | 0 | 0 | 3660.3615
VA | INSIG | MUNICIPAL | Pangle William S and Tina M Residence | VAG408175 | 001 | 1.0674 | 6.737% | 0.00070038 | 0.00074757 | 18.6489 | 2.4932 | 14.959 | 39.9756 | 5.3443 | 32.066 | 28.45 | 4.3524 | 24.9865 | 18.6489 | 2.4932 | 14.959 | 42.459 | 5.6763 | 34.058 | 30.2174 | 4.6228 | 26.5387 | 25.0145 | 3.3442 | 40.1303 | 56.952 | 7.6139 | 91.3668 | 40.5319 | 6.2007 | 71.1949
VA | INSIG | MUNICIPAL | Pangle, Mark & Connie Residence | VAG401464 | 001 | 1.0326 | 3.261% | 0.00070038 | 0.00072322 | 18.6489 | 2.4932 | 14.959 | 39.9756 | 5.3443 | 32.066 | 39.6779 | 4.0782 | 19.8851 | 18.6489 | 2.4932 | 14.959 | 41.0765 | 5.4915 | 32.9491 | 40.7706 | 4.1905 | 20.4328 | 25.8564 | 3.4567 | 41.4809 | 56.952 | 7.6139 | 91.3668 | 56.5279 | 5.81 | 56.6594
VA | INSIG | MUNICIPAL | Pangles Store | VAG406014 | 001 | 1.147 | 14.7% | 0.00070038 | 0.00080337 | 18.6489 | 2.4932 | 14.959 | 39.9756 | 5.3443 | 32.066 | 21.3893 | 3.3928 | 14.4085 | 18.6489 | 2.4932 | 14.959 | 45.6287 | 6.1001 | 36.6005 | 24.414 | 3.8726 | 16.446 | 23.2769 | 3.1119 | 37.3426 | 56.952 | 7.6139 | 91.3668 | 30.4726 | 4.8336 | 41.0546
VA | INSIG | MUNICIPAL | Pannell Ronald Residence | VAG406434 | 001 | 1.083 | 8.299% | 0.00070038 | 0.00075851 | 18.6489 | 2.4932 | 14.959 | 39.9756 | 5.3443 | 32.066 | 23.3145 | 2.7639 | 4.1324 | 18.6489 | 2.4932 | 14.959 | 43.0804 | 5.7594 | 34.5564 | 25.1253 | 2.9786 | 4.4534 | 24.6537 | 3.296 | 39.5515 | 56.952 | 7.6139 | 91.3668 | 33.2154 | 3.9377 | 11.7747
VA | INSIG | MUNICIPAL | Pantalena Ronald and Kimberly Residence | VAG401248 | 001 | 1.0326 | 3.261% | 0.00070038 | 0.00072322 | 18.6489 | 2.4932 | 14.959 | 39.9756 | 5.3443 | 32.066 | 32.1898 | 3.7987 | 15.8735 | 18.6489 | 2.4932 | 14.959 | 41.0765 | 5.4915 | 32.9491 | 33.0763 | 3.9033 | 16.3106 | 25.8564 | 3.4567 | 41.4809 | 56.952 | 7.6139 | 91.3668 | 45.8598 | 5.4118 | 45.2289
VA | INSIG | MUNICIPAL | Park Rhea L Residence | VAG401137 | 001 | 1.1137 | 11.37% | 0.00070038 | 0.00078004 | 18.6489 | 2.4932 | 14.959 | 39.9756 | 5.3443 | 32.066 | 31.1309 | 3.8319 | 18.9688 | 18.6489 | 2.4932 | 14.959 | 44.3037 | 5.923 | 35.5377 | 34.5014 | 4.2468 | 21.0226 | 23.973 | 3.2049 | 38.4593 | 56.952 | 7.6139 | 91.3668 | 44.3512 | 5.4592 | 54.0486
VA | INSIG | MUNICIPAL | Parks Exhibition and Flea Market | VAG406448 | 001 | 1.1396 | 13.96% | 0.00070038 | 0.00079815 | 18.6489 | 2.4932 | 14.959 | 39.9756 | 5.3443 | 32.066 | 28.7344 | 4.8628 | 15.7932 | 18.6489 | 2.4932 | 14.959 | 45.3318 | 6.0604 | 36.3624 | 32.5845 | 5.5143 | 17.9093 | 23.4293 | 3.1323 | 37.5871 | 56.952 | 7.6139 | 91.3668 | 40.937 | 6.9278 | 45.0002
VA | INSIG | MUNICIPAL | Parnell, Charles & Betty Residence | VAG401469 | 001 | 1.0326 | 3.261% | 0.00070038 | 0.00072322 | 18.6489 | 2.4932 | 14.959 | 39.9756 | 5.3443 | 32.066 | 34.8731 | 4.0782 | 19.8851 | 18.6489 | 2.4932 | 14.959 | 41.0765 | 5.4915 | 32.9491 | 35.8335 | 4.1905 | 20.4328 | 25.8564 | 3.4567 | 41.4809 | 56.952 | 7.6139 | 91.3668 | 49.6826 | 5.81 | 56.6594
VA | INSIG | MUNICIPAL | Payne Danny L - Residence | VAG406377 | 001 | 1.1396 | 13.96% | 0.00070038 | 0.00079815 | 18.6489 | 2.4932 | 14.959 | 39.9756 | 5.3443 | 32.066 | 21.3338 | 4.8419 | 17.2168 | 18.6489 | 2.4932 | 14.959 | 45.3318 | 6.0604 | 36.3624 | 24.1922 | 5.4906 | 19.5237 | 23.4293 | 3.1323 | 37.5871 | 56.952 | 7.6139 | 91.3668 | 30.3936 | 6.8981 | 49.0565
VA | INSIG | MUNICIPAL | Payne Jr John R Residence | VAG406268 | 001 | 1.1098 | 10.98% | 0.00070038 | 0.0007773 | 18.6489 | 2.4932 | 14.959 | 39.9756 | 5.3443 | 32.066 | 28.6621 | 4.7953 | 19.883 | 18.6489 | 2.4932 | 14.959 | 44.1477 | 5.9021 | 35.4126 | 31.6534 | 5.2958 | 21.9581 | 24.0577 | 3.2163 | 38.5952 | 56.952 | 7.6139 | 91.3668 | 40.8339 | 6.8318 | 56.6533
VA | INSIG | MUNICIPAL | Payne Michael Residence | VAG406290 | 001 | 1.1098 | 10.98% | 0.00070038 | 0.0007773 | 18.6489 | 2.4932 | 14.959 | 39.9756 | 5.3443 | 32.066 | 28.2905 | 4.7953 | 19.883 | 18.6489 | 2.4932 | 14.959 | 44.1477 | 5.9021 | 35.4126 | 31.243 | 5.2958 | 21.9581 | 24.0577 | 3.2163 | 38.5952 | 56.952 | 7.6139 | 91.3668 | 40.3045 | 6.8318 | 56.6533
VA | INSIG | MUNICIPAL | Payne, Floyd J and Joann P Residence | VAG408382 | 001 | 1.0674 | 6.737% | 0.00070038 | 0.00074757 | 18.6489 | 2.4932 | 14.959 | 39.9756 | 5.3443 | 32.066 | 29.2365 | 4.3524 | 24.9865 | 18.6489 | 2.4932 | 14.959 | 42.459 | 5.6763 | 34.058 | 31.0527 | 4.6228 | 26.5387 | 25.0145 | 3.3442 | 40.1303 | 56.952 | 7.6139 | 91.3668 | 41.6523 | 6.2007 | 71.1949
VA | INSIG | MUNICIPAL | P-Cor Development Corp Residence, Lot 14 | VAG401569 | 001 | 1.0774 | 7.738% | 0.00070038 | 0.00075458 | 18.6489 | 2.4932 | 14.959 | 39.9756 | 5.3443 | 32.066 | 37.7297 | 3.8968 | 19.0003 | 18.6489 | 2.4932 | 14.959 | 42.8575 | 5.7296 | 34.3777 | 40.4497 | 4.1777 | 20.3701 | 24.7819 | 3.3131 | 39.7571 | 56.952 | 7.6139 | 91.3668 | 53.7523 | 5.5516 | 54.1384
VA | INSIG | MUNICIPAL | Pearson Elementary School | VA0027278 | 001 | 1.1396 | 13.96% | 0.005533 | 0.0063054 | 18.6489 | 2.4932 | 14.959 | 315.8073 | 42.2202 | 253.3213 | 114.1568 | 22.1676 | 29.0392 | 18.6489 | 2.4932 | 14.959 | 358.1214 | 47.8772 | 287.2632 | 129.4524 | 25.1377 | 32.9301 | 23.4293 | 3.1323 | 37.5871 | 449.9206 | 60.1498 | 721.7977 | 162.6356 | 31.5814 | 82.7426
VA | INSIG | MUNICIPAL | Pearson, Raymond Residence | VAG401167 | 001 | 1.1137 | 11.37% | 0.00070038 | 0.00078004 | 18.6489 | 2.4932 | 14.959 | 39.9756 | 5.3443 | 32.066 | 28.6572 | 2.7382 | 9.6968 | 18.6489 | 2.4932 | 14.959 | 44.3037 | 5.923 | 35.5377 | 31.7599 | 3.0347 | 10.7467 | 23.973 | 3.2049 | 38.4593 | 56.952 | 7.6139 | 91.3668 | 40.827 | 3.9011 | 27.6295
VA | INSIG | MUNICIPAL | Peechatka, Farley & Laverne Residence | VAG401399 | 001 | 1.0326 | 3.261% | 0.00070038 | 0.00072322 | 18.6489 | 2.4932 | 14.959 | 39.9756 | 5.3443 | 32.066 | 32.1055 | 4.0782 | 19.8851 | 18.6489 | 2.4932 | 14.959 | 41.0765 | 5.4915 | 32.9491 | 32.9897 | 4.1905 | 20.4328 | 25.8564 | 3.4567 | 41.4809 | 56.952 | 7.6139 | 91.3668 | 45.7397 | 5.81 | 56.6594
VA | INSIG | MUNICIPAL | Perkins George W Residence | VAG406091 | 001 | 1.083 | 8.299% | 0.00070038 | 0.00075851 | 18.6489 | 2.4932 | 14.959 | 39.9756 | 5.3443 | 32.066 | 13.0764 | 0.39154 | 0.14864 | 18.6489 | 2.4932 | 14.959 | 43.0804 | 5.7594 | 34.5564 | 14.092 | 0.42195 | 0.16018 | 24.6537 | 3.296 | 39.5515 | 56.952 | 7.6139 | 91.3668 | 18.6296 | 0.55781 | 0.42352
VA | INSIG | MUNICIPAL | Perkins Robert and Darin Residence | VAG407328 | 001 | 1.0094 | 0.9385% | 0.00070038 | 0.00070696 | 18.6489 | 2.4932 | 14.959 | 39.9756 | 5.3443 | 32.066 | 15.9673 | 2.5731 | 6.8722 | 18.6489 | 2.4932 | 14.959 | 40.1526 | 5.368 | 32.208 | 16.038 | 2.5845 | 6.9027 | 26.4514 | 3.5363 | 42.4354 | 56.952 | 7.6139 | 91.3668 | 22.7481 | 3.6659 | 19.5813
VA | INSIG | MUNICIPAL | Perl Family Property | VAG406321 | 001 | 1.1098 | 10.98% | 0.00070038 | 0.0007773 | 18.6489 | 2.4932 | 14.959 | 39.9756 | 5.3443 | 32.066 | 28.1945 | 5.2832 | 22.9886 | 18.6489 | 2.4932 | 14.959 | 44.1477 | 5.9021 | 35.4126 | 31.137 | 5.8346 | 25.3878 | 24.0577 | 3.2163 | 38.5952 | 56.952 | 7.6139 | 91.3668 | 40.1677 | 7.5268 | 65.5023
VA | INSIG | MUNICIPAL | Peterson Arne Residence | VAG401450 | 001 | 1.0259 | 2.592% | 0.00070038 | 0.00071853 | 18.6489 | 2.4932 | 14.959 | 39.9756 | 5.3443 | 32.066 | 18.5839 | 2.349 | 8.9353 | 18.6489 | 2.4932 | 14.959 | 40.8102 | 5.4559 | 32.7354 | 18.9719 | 2.3981 | 9.1218 | 26.0252 | 3.4793 | 41.7516 | 56.952 | 7.6139 | 91.3668 | 26.4759 | 3.3466 | 25.4596
VA | INSIG | MUNICIPAL | Pettit Roger Residence | VAG408300 | 001 | 1.0674 | 6.737% | 0.00070038 | 0.00074757 | 18.6489 | 2.4932 | 14.959 | 39.9756 | 5.3443 | 32.066 | 19.5402 | 4.1451 | 20.8048 | 18.6489 | 2.4932 | 14.959 | 42.459 | 5.6763 | 34.058 | 20.7541 | 4.4026 | 22.0972 | 25.0145 | 3.3442 | 40.1303 | 56.952 | 7.6139 | 91.3668 | 27.8384 | 5.9054 | 59.2797
VA | INSIG | MUNICIPAL | Philbates W R Residence | VAG404198 | 001 | 1.0598 | 5.982% | 0.00070038 | 0.00074228 | 18.6489 | 2.4932 | 14.959 | 39.9756 | 5.3443 | 32.066 | 35.1265 | 2.5773 | 3.4901 | 18.6489 | 2.4932 | 14.959 | 42.1589 | 5.6362 | 33.8173 | 37.045 | 2.7181 | 3.6807 | 25.1926 | 3.368 | 40.4159 | 56.952 | 7.6139 | 91.3668 | 50.0436 | 3.6718 | 9.9446
VA | INSIG | MUNICIPAL | Philippy Steven J Residence | VAG406126 | 001 | 1.083 | 8.299% | 0.00070038 | 0.00075851 | 18.6489 | 2.4932 | 14.959 | 39.9756 | 5.3443 | 32.066 | 13.0764 | 0.39154 | 0.14864 | 18.6489 | 2.4932 | 14.959 | 43.0804 | 5.7594 | 34.5564 | 14.092 | 0.42195 | 0.16018 | 24.6537 | 3.296 | 39.5515 | 56.952 | 7.6139 | 91.3668 | 18.6296 | 0.55781 | 0.42352
VA | INSIG | MUNICIPAL | Phillips Dennis Residence | VAG408146 | 001 | 1.0674 | 6.737% | 0.00070038 | 0.00074757 | 18.6489 | 2.4932 | 14.959 | 39.9756 | 5.3443 | 32.066 | 19.3551 | 4.3524 | 24.9865 | 18.6489 | 2.4932 | 14.959 | 42.459 | 5.6763 | 34.058 | 20.5575 | 4.6228 | 26.5387 | 25.0145 | 3.3442 | 40.1303 | 56.952 | 7.6139 | 91.3668 | 27.5746 | 6.2007 | 71.1949
VA | INSIG | MUNICIPAL | Phillips Earnest A Residence | VAG406216 | 001 | 1.083 | 8.299% | 0.00070038 | 0.00075851 | 18.6489 | 2.4932 | 14.959 | 39.9756 | 5.3443 | 32.066 | 21.8129 | 2.8315 | 3.7356 | 18.6489 | 2.4932 | 14.959 | 43.0804 | 5.7594 | 34.5564 | 23.507 | 3.0515 | 4.0257 | 24.6537 | 3.296 | 39.5515 | 56.952 | 7.6139 | 91.3668 | 31.0761 | 4.034 | 10.6439
VA | INSIG | MUNICIPAL | Philpott Michael Residence | VAG408385 | 001 | 1.0326 | 3.261% | 0.00070038 | 0.00072322 | 18.6489 | 2.4932 | 14.959 | 39.9756 | 5.3443 | 32.066 | 35.6475 | 4.0782 | 19.8851 | 18.6489 | 2.4932 | 14.959 | 41.0765 | 5.4915 | 32.9491 | 36.6292 | 4.1905 | 20.4328 | 25.8564 | 3.4567 | 41.4809 | 56.952 | 7.6139 | 91.3668 | 50.7859 | 5.81 | 56.6594
VA | INSIG | MUNICIPAL | Pierantoni Nathaniel P Residence | VAG408007 | 001 | 1.0674 | 6.737% | 0.00070038 | 0.00074757 | 18.6489 | 2.4932 | 14.959 | 39.9756 | 5.3443 | 32.066 | 26.8262 | 4.3524 | 24.9865 | 18.6489 | 2.4932 | 14.959 | 42.459 | 5.6763 | 34.058 | 28.4927 | 4.6228 | 26.5387 | 25.0145 | 3.3442 | 40.1303 | 56.952 | 7.6139 | 91.3668 | 38.2184 | 6.2007 | 71.1949
VA | INSIG | MUNICIPAL | Pierontoni, Ronald Residence | VAG401965 | 001 | 1.0674 | 6.737% | 0.00070038 | 0.00074757 | 18.6489 | 2.4932 | 14.959 | 39.9756 | 5.3443 | 32.066 | 26.8262 | 4.3524 | 24.9865 | 18.6489 | 2.4932 | 14.959 | 42.459 | 5.6763 | 34.058 | 28.4927 | 4.6228 | 26.5387 | 25.0145 | 3.3442 | 40.1303 | 56.952 | 7.6139 | 91.3668 | 38.2184 | 6.2007 | 71.1949
VA | INSIG | MUNICIPAL | Pilgrim Elmer and Mary Residence | VAG401272 | 001 | 1.0326 | 3.261% | 0.00070038 | 0.00072322 | 18.6489 | 2.4932 | 14.959 | 39.9756 | 5.3443 | 32.066 | 21.9903 | 1.5167 | 3.7685 | 18.6489 | 2.4932 | 14.959 | 41.0765 | 5.4915 | 32.9491 | 22.5959 | 1.5584 | 3.8723 | 25.8564 | 3.4567 | 41.4809 | 56.952 | 7.6139 | 91.3668 | 31.3289 | 2.1608 | 10.7377
VA | INSIG | MUNICIPAL | Pine Creek Camp Residence | VAG401699 | 001 | 1.1137 | 11.37% | 0.00070038 | 0.00078004 | 18.6489 | 2.4932 | 14.959 | 39.9756 | 5.3443 | 32.066 | 34.4228 | 2.7382 | 9.6968 | 18.6489 | 2.4932 | 14.959 | 44.3037 | 5.923 | 35.5377 | 38.1497 | 3.0347 | 10.7467 | 23.973 | 3.2049 | 38.4593 | 56.952 | 7.6139 | 91.3668 | 49.041 | 3.9011 | 27.6295
VA | INSIG | MUNICIPAL | Pine Creek Camp STP | VA0088871 | 001 | 1.1137 | 11.37% | 0.0070038 | 0.0078004 | 18.6489 | 2.4932 | 14.959 | 399.756 | 53.4433 | 320.6599 | 344.2276 | 27.3822 | 96.9681 | 18.6489 | 2.4932 | 14.959 | 443.0371 | 59.2296 | 355.3774 | 381.4967 | 30.3468 | 107.4668 | 23.973 | 3.2049 | 38.4593 | 569.5197 | 76.139 | 913.668 | 490.4102 | 39.0105 | 276.2949
VA | INSIG | MUNICIPAL | Piszker Thomas A Jr and Liza M Residence | VAG408301 | 001 | 1.0674 | 6.737% | 0.00070038 | 0.00074757 | 18.6489 | 2.4932 | 14.959 | 39.9756 | 5.3443 | 32.066 | 25.246 | 4.2427 | 24.1306 | 18.6489 | 2.4932 | 14.959 | 42.459 | 5.6763 | 34.058 | 26.8143 | 4.5063 | 25.6297 | 25.0145 | 3.3442 | 40.1303 | 56.952 | 7.6139 | 91.3668 | 35.9671 | 6.0444 | 68.7562
VA | INSIG | MUNICIPAL | Plantations Bluffs Lot 2 Residence | VAG404174 | 001 | 1.0759 | 7.588% | 0.00070038 | 0.00075353 | 18.6489 | 2.4932 | 14.959 | 39.9756 | 5.3443 | 32.066 | 37.4187 | 5.0159 | 6.6521 | 18.6489 | 2.4932 | 14.959 | 42.7978 | 5.7216 | 34.3298 | 40.0604 | 5.37 | 7.1217 | 24.8165 | 3.3177 | 39.8126 | 56.952 | 7.6139 | 91.3668 | 53.3092 | 7.146 | 18.9541
VA | INSIG | MUNICIPAL | Platts Wallace Residence | VAG406167 | 001 | 1.1098 | 10.98% | 0.00070038 | 0.0007773 | 18.6489 | 2.4932 | 14.959 | 39.9756 | 5.3443 | 32.066 | 25.9287 | 4.7953 | 19.883 | 18.6489 | 2.4932 | 14.959 | 44.1477 | 5.9021 | 35.4126 | 28.6348 | 5.2958 | 21.9581 | 24.0577 | 3.2163 | 38.5952 | 56.952 | 7.6139 | 91.3668 | 36.9398 | 6.8318 | 56.6533
VA | INSIG | MUNICIPAL | Plauger Charles and Cynthia Residence | VAG401288 | 001 | 1.0326 | 3.261% | 0.00070038 | 0.00072322 | 18.6489 | 2.4932 | 14.959 | 39.9756 | 5.3443 | 32.066 | 22.7105 | 2.9257 | 12.7111 | 18.6489 | 2.4932 | 14.959 | 41.0765 | 5.4915 | 32.9491 | 23.3359 | 3.0063 | 13.0611 | 25.8564 | 3.4567 | 41.4809 | 56.952 | 7.6139 | 91.3668 | 32.3549 | 4.1682 | 36.2181
VA | INSIG | MUNICIPAL | Plunkett Emil Residence | VAG401400 | 001 | 1.0326 | 3.261% | 0.00070038 | 0.00072322 | 18.6489 | 2.4932 | 14.959 | 39.9756 | 5.3443 | 32.066 | 22.7105 | 2.9257 | 12.7111 | 18.6489 | 2.4932 | 14.959 | 41.0765 | 5.4915 | 32.9491 | 23.3359 | 3.0063 | 13.0611 | 25.8564 | 3.4567 | 41.4809 | 56.952 | 7.6139 | 91.3668 | 32.3549 | 4.1682 | 36.2181
VA | INSIG | MUNICIPAL | Poague Residence | VAG406413 | 001 | 1.083 | 8.299% | 0.00070038 | 0.00075851 | 18.6489 | 2.4932 | 14.959 | 39.9756 | 5.3443 | 32.066 | 21.8129 | 2.8315 | 3.7356 | 18.6489 | 2.4932 | 14.959 | 43.0804 | 5.7594 | 34.5564 | 23.507 | 3.0515 | 4.0257 | 24.6537 | 3.296 | 39.5515 | 56.952 | 7.6139 | 91.3668 | 31.0761 | 4.034 | 10.6439
VA | INSIG | MUNICIPAL | Pocahontas Parkway Toll Facility | VAG404175 | 001 | 1.0759 | 7.588% | 0.00070038 | 0.00075353 | 18.6489 | 2.4932 | 14.959 | 39.9756 | 5.3443 | 32.066 | 35.9164 | 4.4796 | 10.3127 | 18.6489 | 2.4932 | 14.959 | 42.7978 | 5.7216 | 34.3298 | 38.4521 | 4.7958 | 11.0407 | 24.8165 | 3.3177 | 39.8126 | 56.952 | 7.6139 | 91.3668 | 51.169 | 6.3819 | 29.3843
VA | INSIG | MUNICIPAL | Politis Gust and Carol Residence | VAG401270 | 001 | 1.0326 | 3.261% | 0.00070038 | 0.00072322 | 18.6489 | 2.4932 | 14.959 | 39.9756 | 5.3443 | 32.066 | 21.7425 | 1.5928 | 4.0161 | 18.6489 | 2.4932 | 14.959 | 41.0765 | 5.4915 | 32.9491 | 22.3413 | 1.6366 | 4.1267 | 25.8564 | 3.4567 | 41.4809 | 56.952 | 7.6139 | 91.3668 | 30.9759 | 2.2692 | 11.4432
VA | INSIG | MUNICIPAL | Pollard Residence | VAG404207 | 001 | 1.0486 | 4.856% | 0.00070038 | 0.00073439 | 18.6489 | 2.4932 | 14.959 | 39.9756 | 5.3443 | 32.066 | 21.1901 | 1.7537 | 3.0666 | 18.6489 | 2.4932 | 14.959 | 41.7108 | 5.5763 | 33.4578 | 22.1098 | 1.8298 | 3.1997 | 25.4633 | 3.4042 | 40.8502 | 56.952 | 7.6139 | 91.3668 | 30.1888 | 2.4985 | 8.7377
VA | INSIG | MUNICIPAL | Pollitt, Duncan & Joan Residence | VAG401325 | 001 | 1.1137 | 11.37% | 0.00070038 | 0.00078004 | 18.6489 | 2.4932 | 14.959 | 39.9756 | 5.3443 | 32.066 | 16.1069 | 1.8877 | 6.843 | 18.6489 | 2.4932 | 14.959 | 44.3037 | 5.923 | 35.5377 | 17.8508 | 2.092 | 7.5839 | 23.973 | 3.2049 | 38.4593 | 56.952 | 7.6139 | 91.3668 | 22.947 | 2.6893 | 19.498
VA | INSIG | MUNICIPAL | Pong Donald L Residence | VAG406202 | 001 | 1.083 | 8.299% | 0.00070038 | 0.00075851 | 18.6489 | 2.4932 | 14.959 | 39.9756 | 5.3443 | 32.066 | 23.4889 | 2.7639 | 4.1324 | 18.6489 | 2.4932 | 14.959 | 43.0804 | 5.7594 | 34.5564 | 25.3132 | 2.9786 | 4.4534 | 24.6537 | 3.296 | 39.5515 | 56.952 | 7.6139 | 91.3668 | 33.4639 | 3.9377 | 11.7747
VA | INSIG | MUNICIPAL | Poplar Hill Exxon | VAG401085 | 001 | 0.99879 | -0.1206% | 0.00070038 | 0.00069954 | 18.6489 | 2.4932 | 14.959 | 39.9756 | 5.3443 | 32.066 | 19.4655 | 3.87 | 15.3748 | 18.6489 | 2.4932 | 14.959 | 39.7313 | 5.3117 | 31.87 | 19.3465 | 3.8463 | 15.2808 | 26.7319 | 3.5738 | 42.8854 | 56.952 | 7.6139 | 91.3668 | 27.7319 | 5.5134 | 43.8079
VA | INSIG | MUNICIPAL | Potter, Jr., Charles A Residence | VAG401347 | 001 | 0.99879 | -0.1206% | 0.00070038 | 0.00069954 | 18.6489 | 2.4932 | 14.959 | 39.9756 | 5.3443 | 32.066 | 21.8003 | 3.852 | 14.5586 | 18.6489 | 2.4932 | 14.959 | 39.7313 | 5.3117 | 31.87 | 21.667 | 3.8285 | 14.4696 | 26.7319 | 3.5738 | 42.8854 | 56.952 | 7.6139 | 91.3668 | 31.0581 | 5.4878 | 41.4824
VA | INSIG | MUNICIPAL | Presidential Lakes Section 14 STP | VA0086720 | 001 | 1.3094 | 30.94% | 0.049027 | 0.064195 | 9.3743 | 1.2964 | 14.959 | 1406.6282 | 194.5337 | 2244.6194 | 1169.5869 | 124.6197 | 524.7218 | 9.3743 | 1.2964 | 14.959 | 1832.7675 | 253.4678 | 2924.629 | 1523.9143 | 162.3734 | 683.6867 | 10.25 | 1.4176 | 32.7129 | 2003.9785 | 277.146 | 6395.676 | 1666.2732 | 177.5418 | 1495.1089
VA | INSIG | MUNICIPAL | Price Brooks and Shannan Residence | VAG401877 | 001 | 1.1137 | 11.37% | 0.00070038 | 0.00078004 | 18.6489 | 2.4932 | 14.959 | 39.9756 | 5.3443 | 32.066 | 33.2107 | 2.7382 | 9.6968 | 18.6489 | 2.4932 | 14.959 | 44.3037 | 5.923 | 35.5377 | 36.8063 | 3.0347 | 10.7467 | 23.973 | 3.2049 | 38.4593 | 56.952 | 7.6139 | 91.3668 | 47.3142 | 3.9011 | 27.6295
VA | INSIG | MUNICIPAL | Price John C Residence | VAG406305 | 001 | 1.1098 | 10.98% | 0.00070038 | 0.0007773 | 18.6489 | 2.4932 | 14.959 | 39.9756 | 5.3443 | 32.066 | 26.6599 | 4.7953 | 19.883 | 18.6489 | 2.4932 | 14.959 | 44.1477 | 5.9021 | 35.4126 | 29.4423 | 5.2958 | 21.9581 | 24.0577 | 3.2163 | 38.5952 | 56.952 | 7.6139 | 91.3668 | 37.9815 | 6.8318 | 56.6533
VA | INSIG | MUNICIPAL | Price Mark Residence | VAG401132 | 001 | 1.0674 | 6.737% | 0.00070038 | 0.00074757 | 18.6489 | 2.4932 | 14.959 | 39.9756 | 5.3443 | 32.066 | 18.9253 | 4.1451 | 20.8048 | 18.6489 | 2.4932 | 14.959 | 42.459 | 5.6763 | 34.058 | 20.101 | 4.4026 | 22.0972 | 25.0145 | 3.3442 | 40.1303 | 56.952 | 7.6139 | 91.3668 | 26.9623 | 5.9054 | 59.2797
VA | INSIG | MUNICIPAL | Price Sharon Hill Residence | VAG401478 | 001 | 1.0674 | 6.737% | 0.00070038 | 0.00074757 | 18.6489 | 2.4932 | 14.959 | 39.9756 | 5.3443 | 32.066 | 18.2243 | 4.1451 | 20.8048 | 18.6489 | 2.4932 | 14.959 | 42.459 | 5.6763 | 34.058 | 19.3565 | 4.4026 | 22.0972 | 25.0145 | 3.3442 | 40.1303 | 56.952 | 7.6139 | 91.3668 | 25.9636 | 5.9054 | 59.2797
VA | INSIG | MUNICIPAL | Price Stevi A Residence | VAG406486 | 001 | 1.083 | 8.299% | 0.00070038 | 0.00075851 | 18.6489 | 2.4932 | 14.959 | 39.9756 | 5.3443 | 32.066 | 22.5338 | 2.6591 | 2.3285 | 18.6489 | 2.4932 | 14.959 | 43.0804 | 5.7594 | 34.5564 | 24.2839 | 2.8657 | 2.5093 | 24.6537 | 3.296 | 39.5515 | 56.952 | 7.6139 | 91.3668 | 32.1031 | 3.7884 | 6.6347
VA | INSIG | MUNICIPAL | PWCPS - Transportation Area | VAG406233 | 001 | 1.083 | 8.299% | 0.00070038 | 0.00075851 | 18.6489 | 2.4932 | 14.959 | 39.9756 | 5.3443 | 32.066 | 22.5599 | 2.9328 | 4.4319 | 18.6489 | 2.4932 | 14.959 | 43.0804 | 5.7594 | 34.5564 | 24.312 | 3.1605 | 4.7761 | 24.6537 | 3.296 | 39.5515 | 56.952 | 7.6139 | 91.3668 | 32.1403 | 4.1782 | 12.6279
VA | INSIG | MUNICIPAL | PWCSA – Occoquan Forest WWTP | VPA00007 | 001 | 1.0911 | 9.115% |  | 0.09 | 18.7 | 2.5 | 30 | 5125.6775 | 685.251 | 8223.012 | 3079.5417 | 363.0602 | 957.9524 | 18.7 | 2.5 | 30 | 5125.6775 | 685.251 | 8223.012 | 3079.5417 | 363.0602 | 957.9524 | 18.7 | 2.5 | 30 | 5125.6775 | 685.251 | 8223.012 | 3079.5417 | 363.0602 | 957.9524
VA | INSIG | MUNICIPAL | Quinn Kenneth L Residence | VAG403005 | 001 | 1.0072 | 0.7171% | 0.00070038 | 0.00070541 | 18.6489 | 2.4932 | 14.959 | 39.9756 | 5.3443 | 32.066 | 34.6328 | 4.2954 | 10.5666 | 18.6489 | 2.4932 | 14.959 | 40.0645 | 5.3562 | 32.1373 | 34.7098 | 4.305 | 10.5901 | 26.5096 | 3.5441 | 42.5287 | 56.952 | 7.6139 | 91.3668 | 49.3402 | 6.1196 | 30.1077
VA | INSIG | MUNICIPAL | Radford Multiple Residence | VAG401386 | 001 | 1.0478 | 4.78% | 0.00070038 | 0.00073386 | 18.6489 | 2.4932 | 14.959 | 39.9756 | 5.3443 | 32.066 | 17.561 | 4.4549 | 24.0801 | 18.6489 | 2.4932 | 14.959 | 41.6808 | 5.5723 | 33.4338 | 18.31 | 4.6449 | 25.1073 | 25.4816 | 3.4066 | 40.8796 | 56.952 | 7.6139 | 91.3668 | 25.0185 | 6.3467 | 68.6123
VA | INSIG | MUNICIPAL | Radi, Richard & Catherine Residence | VAG401315 | 001 | 1.0774 | 7.738% | 0.00070038 | 0.00075458 | 18.6489 | 2.4932 | 14.959 | 39.9756 | 5.3443 | 32.066 | 32.8329 | 1.8056 | 4.6525 | 18.6489 | 2.4932 | 14.959 | 42.8575 | 5.7296 | 34.3777 | 35.1999 | 1.9358 | 4.9879 | 24.7819 | 3.3131 | 39.7571 | 56.952 | 7.6139 | 91.3668 | 46.776 | 2.5724 | 13.2564
VA | INSIG | MUNICIPAL | Rambilias Ray Residence | VAG406480 | 001 | 1.083 | 8.299% | 0.00070038 | 0.00075851 | 18.6489 | 2.4932 | 14.959 | 39.9756 | 5.3443 | 32.066 | 19.269 | 2.6591 | 2.3285 | 18.6489 | 2.4932 | 14.959 | 43.0804 | 5.7594 | 34.5564 | 20.7656 | 2.8657 | 2.5093 | 24.6537 | 3.296 | 39.5515 | 56.952 | 7.6139 | 91.3668 | 27.452 | 3.7884 | 6.6347
VA | INSIG | MUNICIPAL | Ramsay Larry A and Mark Residence | VAG401959 | 001 | 1.0478 | 4.78% | 0.00070038 | 0.00073386 | 18.6489 | 2.4932 | 14.959 | 39.9756 | 5.3443 | 32.066 | 13.4043 | 4.3163 | 23.5138 | 18.6489 | 2.4932 | 14.959 | 41.6808 | 5.5723 | 33.4338 | 13.9761 | 4.5004 | 24.5168 | 25.4816 | 3.4066 | 40.8796 | 56.952 | 7.6139 | 91.3668 | 19.0967 | 6.1493 | 66.9986
VA | INSIG | MUNICIPAL | Rand Chris and Karen Budlong - Lot 2 | VAG404247 | 001 | 1.0759 | 7.588% | 0.00070038 | 0.00075353 | 18.6489 | 2.4932 | 14.959 | 39.9756 | 5.3443 | 32.066 | 35.9164 | 4.4796 | 10.3127 | 18.6489 | 2.4932 | 14.959 | 42.7978 | 5.7216 | 34.3298 | 38.4521 | 4.7958 | 11.0407 | 24.8165 | 3.3177 | 39.8126 | 56.952 | 7.6139 | 91.3668 | 51.169 | 6.3819 | 29.3843
VA | INSIG | MUNICIPAL | Rand Chris and Karen Budlong - Lot 3 | VAG404248 | 001 | 1.0759 | 7.588% | 0.00070038 | 0.00075353 | 18.6489 | 2.4932 | 14.959 | 39.9756 | 5.3443 | 32.066 | 35.9164 | 4.4796 | 10.3127 | 18.6489 | 2.4932 | 14.959 | 42.7978 | 5.7216 | 34.3298 | 38.4521 | 4.7958 | 11.0407 | 24.8165 | 3.3177 | 39.8126 | 56.952 | 7.6139 | 91.3668 | 51.169 | 6.3819 | 29.3843
VA | INSIG | MUNICIPAL | Rand Chris Residence | VAG404224 | 001 | 1.0759 | 7.588% | 0.00070038 | 0.00075353 | 18.6489 | 2.4932 | 14.959 | 39.9756 | 5.3443 | 32.066 | 35.9164 | 4.4796 | 10.3127 | 18.6489 | 2.4932 | 14.959 | 42.7978 | 5.7216 | 34.3298 | 38.4521 | 4.7958 | 11.0407 | 24.8165 | 3.3177 | 39.8126 | 56.952 | 7.6139 | 91.3668 | 51.169 | 6.3819 | 29.3843
VA | INSIG | MUNICIPAL | Rand Mitchell Residence | VAG404223 | 001 | 1.0759 | 7.588% | 0.00070038 | 0.00075353 | 18.6489 | 2.4932 | 14.959 | 39.9756 | 5.3443 | 32.066 | 35.9164 | 4.4796 | 10.3127 | 18.6489 | 2.4932 | 14.959 | 42.7978 | 5.7216 | 34.3298 | 38.4521 | 4.7958 | 11.0407 | 24.8165 | 3.3177 | 39.8126 | 56.952 | 7.6139 | 91.3668 | 51.169 | 6.3819 | 29.3843
VA | INSIG | MUNICIPAL | Randall STP | VA0089630 | 001 | 1.3246 | 32.46% | 0.00056031 | 0.00074219 | 18.6489 | 2.4932 | 14.959 | 31.9805 | 4.2755 | 25.6528 | 19.2375 | 2.5516 | 8.1234 | 18.6489 | 2.4932 | 14.959 | 42.1538 | 5.6355 | 33.8132 | 25.3571 | 3.3633 | 10.7075 | 20.1565 | 2.6947 | 32.3367 | 45.5616 | 6.0911 | 73.0934 | 27.407 | 3.6352 | 23.1462
VA | INSIG | MUNICIPAL | Rankin Jeffrey Residence | VAG406456 | 001 | 1.083 | 8.299% | 0.00070038 | 0.00075851 | 18.6489 | 2.4932 | 14.959 | 39.9756 | 5.3443 | 32.066 | 19.2496 | 1.5835 | 1.247 | 18.6489 | 2.4932 | 14.959 | 43.0804 | 5.7594 | 34.5564 | 20.7446 | 1.7065 | 1.3438 | 24.6537 | 3.296 | 39.5515 | 56.952 | 7.6139 | 91.3668 | 27.4242 | 2.256 | 3.5531
VA | INSIG | MUNICIPAL | Rao Thomas and Julie Residence | VAG404261 | 001 | 1.0844 | 8.436% | 0.00070038 | 0.00075946 | 18.6489 | 2.4932 | 14.959 | 39.9756 | 5.3443 | 32.066 | 17.6086 | 2.192 | 9.0266 | 18.6489 | 2.4932 | 14.959 | 43.1348 | 5.7667 | 34.6001 | 19.0002 | 2.3653 | 9.7399 | 24.6226 | 3.2918 | 39.5015 | 56.952 | 7.6139 | 91.3668 | 25.0865 | 3.1229 | 25.7197
VA | INSIG | MUNICIPAL | Rapidan Baptist Camp and Conference Center | VA0060879 | 001 | 0.99679 | -0.3212% | 0.014008 | 0.013963 | 18.6489 | 2.4932 | 14.959 | 799.5121 | 106.8866 | 641.3198 | 950.3815 | 118.6931 | 657.8802 | 18.6489 | 2.4932 | 14.959 | 793.0298 | 106.02 | 636.1202 | 942.676 | 117.7307 | 652.5463 | 26.7857 | 3.581 | 42.9717 | 1139.0394 | 152.278 | 1827.336 | 1353.9783 | 169.0983 | 1874.5221
VA | INSIG | MUNICIPAL | Rapidan Service Authority - Madison POTW | VA0022845 | 001 | 0.99679 | -0.3212% | 0.056031 | 0.055851 | 18.6489 | 2.4932 | 14.959 | 3198.0483 | 427.5466 | 2565.2794 | 1908.299 | 435.631 | 1741.6482 | 18.6489 | 2.4932 | 14.959 | 3172.1192 | 424.0801 | 2544.4806 | 1892.8269 | 432.099 | 1727.5273 | 26.7857 | 3.581 | 42.9717 | 4556.1578 | 609.112 | 7309.344 | 2718.6929 | 620.6296 | 4962.5417
VA | INSIG | MUNICIPAL | Rappahannock Associates | VPA01409 | 001 | 1.0684 | 6.842% |  | 0.03 | 18.7 | 2.5 | 30 | 1708.5592 | 228.417 | 2741.004 | 1561.9151 | 140.486 | 637.1143 | 18.7 | 2.5 | 30 | 1708.5592 | 228.417 | 2741.004 | 1561.9151 | 140.486 | 637.1143 | 18.7 | 2.5 | 30 | 1708.5592 | 228.417 | 2741.004 | 1561.9151 | 140.486 | 637.1143
VA | INSIG | MUNICIPAL | Rappahannock Community College - Glenns Campus | VA0028461 | 001 | 1.0165 | 1.647% | 0.012607 | 0.012815 | 18.6489 | 2.4932 | 14.959 | 719.5609 | 96.198 | 577.1879 | 240.7293 | 29.8916 | 46.2396 | 18.6489 | 2.4932 | 14.959 | 727.8209 | 97.3023 | 583.8136 | 243.4927 | 30.2347 | 46.7704 | 26.267 | 3.5116 | 42.1395 | 1025.1355 | 137.0502 | 1644.6024 | 342.9594 | 42.5856 | 131.7523
VA | INSIG | MUNICIPAL | Rappahannock County Elementary School | VA0022471 | 001 | 0.99066 | -0.9339% | 0.0056031 | 0.0055507 | 18.6489 | 2.4932 | 14.959 | 319.8048 | 42.7547 | 256.5279 | 161.4775 | 47.5751 | 196.2523 | 18.6489 | 2.4932 | 14.959 | 315.2618 | 42.1473 | 252.8838 | 159.1837 | 46.8993 | 193.4644 | 26.9514 | 3.6031 | 43.2375 | 455.6158 | 60.9112 | 730.9344 | 230.0519 | 67.7788 | 559.189
VA | INSIG | MUNICIPAL | Rappahannock County High School | VA0064181 | 001 | 0.99066 | -0.9339% | 0.0035019 | 0.0034692 | 18.6489 | 2.4932 | 14.959 | 199.878 | 26.7217 | 160.33 | 100.4734 | 29.7344 | 122.6577 | 18.6489 | 2.4932 | 14.959 | 197.0386 | 26.3421 | 158.0524 | 99.0461 | 29.3121 | 120.9153 | 26.9514 | 3.6031 | 43.2375 | 284.7599 | 38.0695 | 456.834 | 143.1412 | 42.3617 | 349.4931
VA | INSIG | MUNICIPAL | Rappahannock Westminster Canterbury | VA0091511 | 001 | 1.0083 | 0.8294% | 0.056031 | 0.056495 | 0 | 0 | 14.959 | 0 | 0 | 2565.2794 | 0 | 0 | 955.4421 | 0 | 0 | 14.959 | 0 | 0 | 2573.8501 | 0 | 0 | 958.6343 | 0 | 0 | 42.4813 | 0 | 0 | 7309.344 | 0 | 0 | 2722.3761
VA | INSIG | MUNICIPAL | Raspberry Falls Sewage Treatment Plant | VA0088196 | 001 | 1.147 | 14.7% | 0.11556 | 0.13256 | 18.6489 | 2.4932 | 14.959 | 6595.9746 | 881.8148 | 5290.8887 | 4984.2832 | 555.2132 | 2127.3756 | 18.6489 | 2.4932 | 14.959 | 7528.7278 | 1006.5144 | 6039.0865 | 5689.1231 | 633.7273 | 2428.2131 | 23.2769 | 3.1119 | 37.3426 | 9397.0754 | 1256.2935 | 15075.522 | 7100.9499 | 790.9947 | 6061.6088
VA | INSIG | MUNICIPAL | Ratcliffe, Georzetta L | VAG401313 | 001 | 1.1137 | 11.37% | 0.00070038 | 0.00078004 | 18.6489 | 2.4932 | 14.959 | 39.9756 | 5.3443 | 32.066 | 21.2919 | 0.50602 | 0.39432 | 18.6489 | 2.4932 | 14.959 | 44.3037 | 5.923 | 35.5377 | 23.5971 | 0.56081 | 0.43701 | 23.973 | 3.2049 | 38.4593 | 56.952 | 7.6139 | 91.3668 | 30.3338 | 0.72092 | 1.1235
VA | INSIG | MUNICIPAL | Ratliff Multiple Residence | VAG401298 | 001 | 1.1137 | 11.37% | 0.00070038 | 0.00078004 | 18.6489 | 2.4932 | 14.959 | 39.9756 | 5.3443 | 32.066 | 25.557 | 1.7413 | 3.9583 | 18.6489 | 2.4932 | 14.959 | 44.3037 | 5.923 | 35.5377 | 28.324 | 1.9298 | 4.3868 | 23.973 | 3.2049 | 38.4593 | 56.952 | 7.6139 | 91.3668 | 36.4102 | 2.4808 | 11.2785
VA | INSIG | MUNICIPAL | Rawley Richard D Residence | VAG408271 | 001 | 1.0674 | 6.737% | 0.00070038 | 0.00074757 | 18.6489 | 2.4932 | 14.959 | 39.9756 | 5.3443 | 32.066 | 21.448 | 4.1451 | 20.8048 | 18.6489 | 2.4932 | 14.959 | 42.459 | 5.6763 | 34.058 | 22.7804 | 4.4026 | 22.0972 | 25.0145 | 3.3442 | 40.1303 | 56.952 | 7.6139 | 91.3668 | 30.5563 | 5.9054 | 59.2797
VA | INSIG | MUNICIPAL | Red Hill Mobile Home Park WWTP | VA0028258 | 001 | 1.0463 | 4.63% | 0.027315 | 0.02858 | 18.6489 | 2.4932 | 14.959 | 1559.0485 | 208.4289 | 1250.5737 | 1275.3184 | 135.0893 | 282.3742 | 18.6489 | 2.4932 | 14.959 | 1623.2127 | 217.007 | 1302.0423 | 1327.8054 | 140.6491 | 293.9955 | 25.5183 | 3.4115 | 40.9384 | 2221.1269 | 296.9421 | 3563.3052 | 1816.9056 | 192.4575 | 804.579
VA | INSIG | MUNICIPAL | Regatta Point Yacht Club | VA0090921 | 001 | 1.0684 | 6.838% | 0.021012 | 0.022448 | 18.6489 | 2.4932 | 14.959 | 1199.2681 | 160.33 | 961.9798 | 1199.2681 | 160.33 | 961.9798 | 18.6489 | 2.4932 | 14.959 | 1274.9804 | 170.4519 | 1022.7115 | 1274.9804 | 170.4519 | 1022.7115 | 24.9908 | 3.341 | 40.0922 | 1708.5592 | 228.417 | 2741.004 | 1708.5592 | 228.417 | 2741.004
VA | INSIG | MUNICIPAL | Regis Gregory G Residence | VAG406230 | 001 | 1.083 | 8.299% | 0.00070038 | 0.00075851 | 18.6489 | 2.4932 | 14.959 | 39.9756 | 5.3443 | 32.066 | 22.2914 | 2.8315 | 3.7356 | 18.6489 | 2.4932 | 14.959 | 43.0804 | 5.7594 | 34.5564 | 24.0227 | 3.0515 | 4.0257 | 24.6537 | 3.296 | 39.5515 | 56.952 | 7.6139 | 91.3668 | 31.7579 | 4.034 | 10.6439
VA | INSIG | MUNICIPAL | Reid Jr Fred M - Reid Property | VAG406381 | 001 | 1.1098 | 10.98% | 0.00070038 | 0.0007773 | 18.6489 | 2.4932 | 14.959 | 39.9756 | 5.3443 | 32.066 | 26.6344 | 4.7953 | 19.883 | 18.6489 | 2.4932 | 14.959 | 44.1477 | 5.9021 | 35.4126 | 29.4141 | 5.2958 | 21.9581 | 24.0577 | 3.2163 | 38.5952 | 56.952 | 7.6139 | 91.3668 | 37.9451 | 6.8318 | 56.6533
VA | INSIG | MUNICIPAL | Renalds, George & Betty Residence | VAG401429 | 001 | 1.0674 | 6.737% | 0.00070038 | 0.00074757 | 18.6489 | 2.4932 | 14.959 | 39.9756 | 5.3443 | 32.066 | 23.5291 | 3.1938 | 11.9024 | 18.6489 | 2.4932 | 14.959 | 42.459 | 5.6763 | 34.058 | 24.9908 | 3.3923 | 12.6418 | 25.0145 | 3.3442 | 40.1303 | 56.952 | 7.6139 | 91.3668 | 33.5212 | 4.5502 | 33.9139
VA | INSIG | MUNICIPAL | Residue Lot | VAG406451 | 001 | 1.1098 | 10.98% | 0.00070038 | 0.0007773 | 18.6489 | 2.4932 | 14.959 | 39.9756 | 5.3443 | 32.066 | 27.6807 | 4.7953 | 19.883 | 18.6489 | 2.4932 | 14.959 | 44.1477 | 5.9021 | 35.4126 | 30.5696 | 5.2958 | 21.9581 | 24.0577 | 3.2163 | 38.5952 | 56.952 | 7.6139 | 91.3668 | 39.4358 | 6.8318 | 56.6533
VA | INSIG | MUNICIPAL | Reynolds Tammy L and Timothy W Residence | VAG401365 | 001 | 1.1137 | 11.37% | 0.00070038 | 0.00078004 | 18.6489 | 2.4932 | 14.959 | 39.9756 | 5.3443 | 32.066 | 28.0167 | 2.7382 | 9.6968 | 18.6489 | 2.4932 | 14.959 | 44.3037 | 5.923 | 35.5377 | 31.05 | 3.0347 | 10.7467 | 23.973 | 3.2049 | 38.4593 | 56.952 | 7.6139 | 91.3668 | 39.9144 | 3.9011 | 27.6295
VA | INSIG | MUNICIPAL | Rhapsody Industrial Park - Purgo | VA0068314 | 001 | 1.0844 | 8.436% | 0.0035019 | 0.0037973 | 18.6489 | 2.4932 | 14.959 | 199.878 | 26.7217 | 160.33 | 96.0784 | 10.2646 | 32.3625 | 18.6489 | 2.4932 | 14.959 | 215.6741 | 28.8334 | 173.0006 | 103.6713 | 11.0758 | 34.92 | 24.6226 | 3.2918 | 39.5015 | 284.7599 | 38.0695 | 456.834 | 136.8798 | 14.6237 | 92.2116
VA | INSIG | MUNICIPAL | Rhodes Kevin Residence | VAG407259 | 001 | 1.0569 | 5.688% | 0.00070038 | 0.00074022 | 18.6489 | 2.4932 | 14.959 | 39.9756 | 5.3443 | 32.066 | 17.8335 | 1.8231 | 2.5809 | 18.6489 | 2.4932 | 14.959 | 42.0419 | 5.6206 | 33.7234 | 18.7552 | 1.9173 | 2.7143 | 25.2627 | 3.3774 | 40.5284 | 56.952 | 7.6139 | 91.3668 | 25.4068 | 2.5973 | 7.354
VA | INSIG | MUNICIPAL | Rhodes Steven W and Kathleen G Residence | VAG408329 | 001 | 1.0674 | 6.737% | 0.00070038 | 0.00074757 | 18.6489 | 2.4932 | 14.959 | 39.9756 | 5.3443 | 32.066 | 17.1595 | 4.1451 | 20.8048 | 18.6489 | 2.4932 | 14.959 | 42.459 | 5.6763 | 34.058 | 18.2255 | 4.4026 | 22.0972 | 25.0145 | 3.3442 | 40.1303 | 56.952 | 7.6139 | 91.3668 | 24.4467 | 5.9054 | 59.2797
VA | INSIG | MUNICIPAL | Richman, Randy & Sharon Residence | VAG401123 | 001 | 1.0326 | 3.261% | 0.00070038 | 0.00072322 | 18.6489 | 2.4932 | 14.959 | 39.9756 | 5.3443 | 32.066 | 34.4323 | 4.0782 | 19.8851 | 18.6489 | 2.4932 | 14.959 | 41.0765 | 5.4915 | 32.9491 | 35.3806 | 4.1905 | 20.4328 | 25.8564 | 3.4567 | 41.4809 | 56.952 | 7.6139 | 91.3668 | 49.0546 | 5.81 | 56.6594
VA | INSIG | MUNICIPAL | Richmond Country Club WWTP | VA0063649 | 001 | 1.0794 | 7.936% | 0.010506 | 0.01134 | 18.6489 | 2.4932 | 14.959 | 599.6341 | 80.165 | 480.9899 | 358.2526 | 44.2649 | 136.0598 | 18.6489 | 2.4932 | 14.959 | 644.0436 | 86.1021 | 516.6125 | 384.7852 | 47.5432 | 146.1365 | 24.7365 | 3.307 | 39.6842 | 854.2796 | 114.2085 | 1370.502 | 510.3911 | 63.0627 | 387.6801
VA | INSIG | MUNICIPAL | Rider Charles and Sharron Lee Residence | VAG401322 | 001 | 1.0326 | 3.261% | 0.00070038 | 0.00072322 | 18.6489 | 2.4932 | 14.959 | 39.9756 | 5.3443 | 32.066 | 21.4051 | 2.9257 | 12.7111 | 18.6489 | 2.4932 | 14.959 | 41.0765 | 5.4915 | 32.9491 | 21.9946 | 3.0063 | 13.0611 | 25.8564 | 3.4567 | 41.4809 | 56.952 | 7.6139 | 91.3668 | 30.4952 | 4.1682 | 36.2181
VA | INSIG | MUNICIPAL | Riffey O D Residence | VAG401188 | 001 | 1.0326 | 3.261% | 0.00070038 | 0.00072322 | 18.6489 | 2.4932 | 14.959 | 39.9756 | 5.3443 | 32.066 | 39.6779 | 4.0782 | 19.8851 | 18.6489 | 2.4932 | 14.959 | 41.0765 | 5.4915 | 32.9491 | 40.7706 | 4.1905 | 20.4328 | 25.8564 | 3.4567 | 41.4809 | 56.952 | 7.6139 | 91.3668 | 56.5279 | 5.81 | 56.6594
VA | INSIG | MUNICIPAL | Riley Jim Residence | VAG401430 | 001 | 1.1137 | 11.37% | 0.00070038 | 0.00078004 | 18.6489 | 2.4932 | 14.959 | 39.9756 | 5.3443 | 32.066 | 26.7652 | 4.0831 | 18.1167 | 18.6489 | 2.4932 | 14.959 | 44.3037 | 5.923 | 35.5377 | 29.663 | 4.5252 | 20.0782 | 23.973 | 3.2049 | 38.4593 | 56.952 | 7.6139 | 91.3668 | 38.1315 | 5.8171 | 51.6207
VA | INSIG | MUNICIPAL | Rimmer, Dale and Gayle Residence | VAG401155 | 001 | 1.0326 | 3.261% | 0.00070038 | 0.00072322 | 18.6489 | 2.4932 | 14.959 | 39.9756 | 5.3443 | 32.066 | 22.7105 | 2.9257 | 12.7111 | 18.6489 | 2.4932 | 14.959 | 41.0765 | 5.4915 | 32.9491 | 23.3359 | 3.0063 | 13.0611 | 25.8564 | 3.4567 | 41.4809 | 56.952 | 7.6139 | 91.3668 | 32.3549 | 4.1682 | 36.2181
VA | INSIG | MUNICIPAL | Rinehardt Kirsten Residence | VAG404238 | 001 | 1.0982 | 9.823% | 0.00070038 | 0.00076918 | 18.6489 | 2.4932 | 14.959 | 39.9756 | 5.3443 | 32.066 | 21.6183 | 0.72957 | 0.50824 | 18.6489 | 2.4932 | 14.959 | 43.6869 | 5.8405 | 35.043 | 23.6253 | 0.7973 | 0.55542 | 24.3115 | 3.2502 | 39.0023 | 56.952 | 7.6139 | 91.3668 | 30.7989 | 1.0394 | 1.4481
VA | INSIG | MUNICIPAL | Ripley Robert F and Catherine J Residence | VAG404144 | 001 | 1.0598 | 5.982% | 0.00070038 | 0.00074228 | 18.6489 | 2.4932 | 14.959 | 39.9756 | 5.3443 | 32.066 | 33.1754 | 2.5773 | 3.4901 | 18.6489 | 2.4932 | 14.959 | 42.1589 | 5.6362 | 33.8173 | 34.9873 | 2.7181 | 3.6807 | 25.1926 | 3.368 | 40.4159 | 56.952 | 7.6139 | 91.3668 | 47.2639 | 3.6718 | 9.9446
VA | INSIG | MUNICIPAL | Ritchie George Residence | VAG408386 | 001 | 1.0674 | 6.737% | 0.00070038 | 0.00074757 | 18.6489 | 2.4932 | 14.959 | 39.9756 | 5.3443 | 32.066 | 27.7064 | 4.3524 | 24.9865 | 18.6489 | 2.4932 | 14.959 | 42.459 | 5.6763 | 34.058 | 29.4276 | 4.6228 | 26.5387 | 25.0145 | 3.3442 | 40.1303 | 56.952 | 7.6139 | 91.3668 | 39.4724 | 6.2007 | 71.1949
VA | INSIG | MUNICIPAL | Ritchie Jr Ralph W Residence | VAG408008 | 001 | 1.0674 | 6.737% | 0.00070038 | 0.00074757 | 18.6489 | 2.4932 | 14.959 | 39.9756 | 5.3443 | 32.066 | 26.6966 | 4.3524 | 24.9865 | 18.6489 | 2.4932 | 14.959 | 42.459 | 5.6763 | 34.058 | 28.3551 | 4.6228 | 26.5387 | 25.0145 | 3.3442 | 40.1303 | 56.952 | 7.6139 | 91.3668 | 38.0339 | 6.2007 | 71.1949
VA | INSIG | MUNICIPAL | Ritchie Richard A Residence | VAG408132 | 001 | 1.0674 | 6.737% | 0.00070038 | 0.00074757 | 18.6489 | 2.4932 | 14.959 | 39.9756 | 5.3443 | 32.066 | 23.5291 | 3.1938 | 11.9024 | 18.6489 | 2.4932 | 14.959 | 42.459 | 5.6763 | 34.058 | 24.9908 | 3.3923 | 12.6418 | 25.0145 | 3.3442 | 40.1303 | 56.952 | 7.6139 | 91.3668 | 33.5212 | 4.5502 | 33.9139
VA | INSIG | MUNICIPAL | Ritenour Arthur Residence | VAG401070 | 001 | 1.1137 | 11.37% | 0.00070038 | 0.00078004 | 18.6489 | 2.4932 | 14.959 | 39.9756 | 5.3443 | 32.066 | 28.2621 | 3.6122 | 15.795 | 18.6489 | 2.4932 | 14.959 | 44.3037 | 5.923 | 35.5377 | 31.322 | 4.0033 | 17.5051 | 23.973 | 3.2049 | 38.4593 | 56.952 | 7.6139 | 91.3668 | 40.2641 | 5.1462 | 45.0053
VA | INSIG | MUNICIPAL | Ritenour, Delmas & Phyllis Residence | VAG401113 | 001 | 1.0326 | 3.261% | 0.00070038 | 0.00072322 | 18.6489 | 2.4932 | 14.959 | 39.9756 | 5.3443 | 32.066 | 34.2779 | 3.7987 | 15.8735 | 18.6489 | 2.4932 | 14.959 | 41.0765 | 5.4915 | 32.9491 | 35.2219 | 3.9033 | 16.3106 | 25.8564 | 3.4567 | 41.4809 | 56.952 | 7.6139 | 91.3668 | 48.8346 | 5.4118 | 45.2289
VA | INSIG | MUNICIPAL | Ritter Donald and Vickie Residence | VAG401283 | 001 | 1.1137 | 11.37% | 0.00070038 | 0.00078004 | 18.6489 | 2.4932 | 14.959 | 39.9756 | 5.3443 | 32.066 | 34.4228 | 2.7382 | 9.6968 | 18.6489 | 2.4932 | 14.959 | 44.3037 | 5.923 | 35.5377 | 38.1497 | 3.0347 | 10.7467 | 23.973 | 3.2049 | 38.4593 | 56.952 | 7.6139 | 91.3668 | 49.041 | 3.9011 | 27.6295
VA | INSIG | MUNICIPAL | Ritter Richard E and Barbara W Residence | VAG401795 | 001 | 1.1137 | 11.37% | 0.00070038 | 0.00078004 | 18.6489 | 2.4932 | 14.959 | 39.9756 | 5.3443 | 32.066 | 26.7538 | 4.0831 | 18.1167 | 18.6489 | 2.4932 | 14.959 | 44.3037 | 5.923 | 35.5377 | 29.6504 | 4.5252 | 20.0782 | 23.973 | 3.2049 | 38.4593 | 56.952 | 7.6139 | 91.3668 | 38.1153 | 5.8171 | 51.6207
VA | INSIG | MUNICIPAL | Ritter, John & Susan Residence | VAG401056 | 001 | 1.0774 | 7.738% | 0.00070038 | 0.00075458 | 18.6489 | 2.4932 | 14.959 | 39.9756 | 5.3443 | 32.066 | 36.2237 | 3.8465 | 19.3761 | 18.6489 | 2.4932 | 14.959 | 42.8575 | 5.7296 | 34.3777 | 38.8352 | 4.1238 | 20.773 | 24.7819 | 3.3131 | 39.7571 | 56.952 | 7.6139 | 91.3668 | 51.6068 | 5.4799 | 55.209
VA | INSIG | MUNICIPAL | Ritter, Jon & Barbara Residence | VAG401868 | 001 | 1.1137 | 11.37% | 0.00070038 | 0.00078004 | 18.6489 | 2.4932 | 14.959 | 39.9756 | 5.3443 | 32.066 | 26.7652 | 4.0831 | 18.1167 | 18.6489 | 2.4932 | 14.959 | 44.3037 | 5.923 | 35.5377 | 29.663 | 4.5252 | 20.0782 | 23.973 | 3.2049 | 38.4593 | 56.952 | 7.6139 | 91.3668 | 38.1315 | 5.8171 | 51.6207
VA | INSIG | MUNICIPAL | River Ridge Utility | VA0088731 | 001 | 1.1396 | 13.96% | 0.035019 | 0.039907 | 18.6489 | 2.4932 | 14.959 | 1998.7802 | 267.2166 | 1603.2996 | 1200.1484 | 254.4506 | 1260.9472 | 18.6489 | 2.4932 | 14.959 | 2266.5914 | 303.0202 | 1818.1215 | 1360.9531 | 288.5438 | 1429.8982 | 23.4293 | 3.1323 | 37.5871 | 2847.5986 | 380.695 | 4568.34 | 1709.8133 | 362.5077 | 3592.8628
VA | INSIG | MUNICIPAL | Rivera Norberto Residence | VAG406295 | 001 | 1.083 | 8.299% | 0.00070038 | 0.00075851 | 18.6489 | 2.4932 | 14.959 | 39.9756 | 5.3443 | 32.066 | 21.8129 | 2.8315 | 3.7356 | 18.6489 | 2.4932 | 14.959 | 43.0804 | 5.7594 | 34.5564 | 23.507 | 3.0515 | 4.0257 | 24.6537 | 3.296 | 39.5515 | 56.952 | 7.6139 | 91.3668 | 31.0761 | 4.034 | 10.6439
VA | INSIG | MUNICIPAL | Riverside Motor Court | VAG401756 | 001 | 1.0774 | 7.738% | 0.00070038 | 0.00075458 | 18.6489 | 2.4932 | 14.959 | 39.9756 | 5.3443 | 32.066 | 34.397 | 4.0123 | 20.9376 | 18.6489 | 2.4932 | 14.959 | 42.8575 | 5.7296 | 34.3777 | 36.8767 | 4.3015 | 22.447 | 24.7819 | 3.3131 | 39.7571 | 56.952 | 7.6139 | 91.3668 | 49.0043 | 5.7162 | 59.6581
VA | INSIG | MUNICIPAL | Robert & Kathryn Jefferson Residence | VAG407215 | 001 | 1.082 | 8.199% | 0.00070038 | 0.00075781 | 18.6489 | 2.4932 | 14.959 | 39.9756 | 5.3443 | 32.066 | 14.8296 | 0.54648 | 0.54903 | 18.6489 | 2.4932 | 14.959 | 43.0406 | 5.7541 | 34.5246 | 15.9666 | 0.58837 | 0.59113 | 24.6765 | 3.299 | 39.588 | 56.952 | 7.6139 | 91.3668 | 21.1273 | 0.77855 | 1.5644
VA | INSIG | MUNICIPAL | Robert Taylor Residence | VAG407200 | 001 | 1.0094 | 0.9385% | 0.00070038 | 0.00070696 | 18.6489 | 2.4932 | 14.959 | 39.9756 | 5.3443 | 32.066 | 21.6399 | 2.4009 | 4.8978 | 18.6489 | 2.4932 | 14.959 | 40.1526 | 5.368 | 32.208 | 21.7357 | 2.4116 | 4.9194 | 26.4514 | 3.5363 | 42.4354 | 56.952 | 7.6139 | 91.3668 | 30.8297 | 3.4205 | 13.9553
VA | INSIG | MUNICIPAL | Robert W. Shank | VAG404255 | 001 | 1.0486 | 4.856% | 0.00070038 | 0.00073439 | 18.6489 | 2.4932 | 14.959 | 39.9756 | 5.3443 | 32.066 | 21.1905 | 1.7039 | 3.2946 | 18.6489 | 2.4932 | 14.959 | 41.7108 | 5.5763 | 33.4578 | 22.1102 | 1.7779 | 3.4376 | 25.4633 | 3.4042 | 40.8502 | 56.952 | 7.6139 | 91.3668 | 30.1894 | 2.4275 | 9.3875
VA | INSIG | MUNICIPAL | Robertson Barry P and Vicki L Residence | VAG401730 | 001 | 1.1137 | 11.37% | 0.00070038 | 0.00078004 | 18.6489 | 2.4932 | 14.959 | 39.9756 | 5.3443 | 32.066 | 33.3572 | 3.7293 | 17.5855 | 18.6489 | 2.4932 | 14.959 | 44.3037 | 5.923 | 35.5377 | 36.9688 | 4.1331 | 19.4895 | 23.973 | 3.2049 | 38.4593 | 56.952 | 7.6139 | 91.3668 | 47.523 | 5.3131 | 50.1071
VA | INSIG | MUNICIPAL | Robertson Craig Residence | VAG408303 | 001 | 1.0259 | 2.592% | 0.00070038 | 0.00071853 | 18.6489 | 2.4932 | 14.959 | 39.9756 | 5.3443 | 32.066 | 4.0793 | 1.2119 | 1.4603 | 18.6489 | 2.4932 | 14.959 | 40.8102 | 5.4559 | 32.7354 | 4.1645 | 1.2372 | 1.4908 | 26.0252 | 3.4793 | 41.7516 | 56.952 | 7.6139 | 91.3668 | 5.8117 | 1.7265 | 4.1608
VA | INSIG | MUNICIPAL | Robertson George and Bonnie Residence | VAG401141 | 001 | 1.0259 | 2.592% | 0.00070038 | 0.00071853 | 18.6489 | 2.4932 | 14.959 | 39.9756 | 5.3443 | 32.066 | 18.5839 | 2.349 | 8.9353 | 18.6489 | 2.4932 | 14.959 | 40.8102 | 5.4559 | 32.7354 | 18.9719 | 2.3981 | 9.1218 | 26.0252 | 3.4793 | 41.7516 | 56.952 | 7.6139 | 91.3668 | 26.4759 | 3.3466 | 25.4596
VA | INSIG | MUNICIPAL | Robinson Lowell L Residence | VAG401208 | 001 | 1.0674 | 6.737% | 0.00070038 | 0.00074757 | 18.6489 | 2.4932 | 14.959 | 39.9756 | 5.3443 | 32.066 | 18.6506 | 4.1451 | 20.8048 | 18.6489 | 2.4932 | 14.959 | 42.459 | 5.6763 | 34.058 | 19.8093 | 4.4026 | 22.0972 | 25.0145 | 3.3442 | 40.1303 | 56.952 | 7.6139 | 91.3668 | 26.571 | 5.9054 | 59.2797
VA | INSIG | MUNICIPAL | Rock Builders Property Lot 1 | VAG408245 | 001 | 1.1137 | 11.37% | 0.00070038 | 0.00078004 | 18.6489 | 2.4932 | 14.959 | 39.9756 | 5.3443 | 32.066 | 33.3572 | 3.7293 | 17.5855 | 18.6489 | 2.4932 | 14.959 | 44.3037 | 5.923 | 35.5377 | 36.9688 | 4.1331 | 19.4895 | 23.973 | 3.2049 | 38.4593 | 56.952 | 7.6139 | 91.3668 | 47.523 | 5.3131 | 50.1071
VA | INSIG | MUNICIPAL | Rock Builders Property Lot 2 | VAG408246 | 001 | 1.1137 | 11.37% | 0.00070038 | 0.00078004 | 18.6489 | 2.4932 | 14.959 | 39.9756 | 5.3443 | 32.066 | 33.3572 | 3.7293 | 17.5855 | 18.6489 | 2.4932 | 14.959 | 44.3037 | 5.923 | 35.5377 | 36.9688 | 4.1331 | 19.4895 | 23.973 | 3.2049 | 38.4593 | 56.952 | 7.6139 | 91.3668 | 47.523 | 5.3131 | 50.1071
VA | INSIG | MUNICIPAL | Rock Builders Property Lot 3 | VAG408277 | 001 | 1.1137 | 11.37% | 0.00070038 | 0.00078004 | 18.6489 | 2.4932 | 14.959 | 39.9756 | 5.3443 | 32.066 | 33.3572 | 3.7293 | 17.5855 | 18.6489 | 2.4932 | 14.959 | 44.3037 | 5.923 | 35.5377 | 36.9688 | 4.1331 | 19.4895 | 23.973 | 3.2049 | 38.4593 | 56.952 | 7.6139 | 91.3668 | 47.523 | 5.3131 | 50.1071
VA | INSIG | MUNICIPAL | Rock Builders Property Lot 4 | VAG408278 | 001 | 1.1137 | 11.37% | 0.00070038 | 0.00078004 | 18.6489 | 2.4932 | 14.959 | 39.9756 | 5.3443 | 32.066 | 33.3572 | 3.7293 | 17.5855 | 18.6489 | 2.4932 | 14.959 | 44.3037 | 5.923 | 35.5377 | 36.9688 | 4.1331 | 19.4895 | 23.973 | 3.2049 | 38.4593 | 56.952 | 7.6139 | 91.3668 | 47.523 | 5.3131 | 50.1071
VA | INSIG | MUNICIPAL | Rock N Sams Grill | VAG407299 | 001 | 1.082 | 8.199% | 0.00070038 | 0.00075781 | 18.6489 | 2.4932 | 14.959 | 39.9756 | 5.3443 | 32.066 | 26.3904 | 2.4938 | 12.796 | 18.6489 | 2.4932 | 14.959 | 43.0406 | 5.7541 | 34.5246 | 28.4138 | 2.685 | 13.7771 | 24.6765 | 3.299 | 39.588 | 56.952 | 7.6139 | 91.3668 | 37.5975 | 3.5528 | 36.4601
VA | INSIG | MUNICIPAL | Rockbridge Alum Springs STP | VA0086967 | 001 | 0.99879 | -0.1206% | 0.014008 | 0.013991 | 18.6489 | 2.4932 | 14.959 | 799.5121 | 106.8866 | 641.3198 | 251.4045 | 55.0382 | 218.0469 | 18.6489 | 2.4932 | 14.959 | 794.6255 | 106.2334 | 637.4001 | 249.8679 | 54.7018 | 216.7142 | 26.7319 | 3.5738 | 42.8854 | 1139.0394 | 152.278 | 1827.336 | 358.168 | 78.4111 | 621.289
VA | INSIG | MUNICIPAL | Rockbridge General Store Inc | VAG401462 | 001 | 0.99879 | -0.1206% | 0.00070038 | 0.00069954 | 18.6489 | 2.4932 | 14.959 | 39.9756 | 5.3443 | 32.066 | 21.7874 | 3.2185 | 11.2673 | 18.6489 | 2.4932 | 14.959 | 39.7313 | 5.3117 | 31.87 | 21.6543 | 3.1988 | 11.1985 | 26.7319 | 3.5738 | 42.8854 | 56.952 | 7.6139 | 91.3668 | 31.0398 | 4.5852 | 32.1044
VA | INSIG | MUNICIPAL | Rockbridge Middle School | VA0021148 | 001 | 0.99879 | -0.1206% | 0.0061634 | 0.0061559 | 18.6489 | 2.4932 | 14.959 | 351.7853 | 47.0301 | 282.1807 | 157.5908 | 34.0557 | 135.2978 | 18.6489 | 2.4932 | 14.959 | 349.6352 | 46.7427 | 280.4561 | 156.6276 | 33.8476 | 134.4709 | 26.7319 | 3.5738 | 42.8854 | 501.1774 | 67.0023 | 804.0278 | 224.5147 | 48.5181 | 385.5091
VA | INSIG | MUNICIPAL | Rockwell, Patricia & James Residence | VAG401813 | 001 | 1.1137 | 11.37% | 0.00070038 | 0.00078004 | 18.6489 | 2.4932 | 14.959 | 39.9756 | 5.3443 | 32.066 | 31.9859 | 3.6122 | 15.795 | 18.6489 | 2.4932 | 14.959 | 44.3037 | 5.923 | 35.5377 | 35.4489 | 4.0033 | 17.5051 | 23.973 | 3.2049 | 38.4593 | 56.952 | 7.6139 | 91.3668 | 45.5692 | 5.1462 | 45.0053
VA | INSIG | MUNICIPAL | Rodeffer Harry Residence | VAG408364 | 001 | 1.0135 | 1.352% | 0.00070038 | 0.00070985 | 18.6489 | 2.4932 | 14.959 | 39.9756 | 5.3443 | 32.066 | 24.5716 | 2.7725 | 11.2386 | 18.6489 | 2.4932 | 14.959 | 40.317 | 5.39 | 32.3398 | 24.7814 | 2.7961 | 11.3346 | 26.3435 | 3.5219 | 42.2624 | 56.952 | 7.6139 | 91.3668 | 35.0064 | 3.9499 | 32.0227
VA | INSIG | MUNICIPAL | Rodes Luke E and Cinde E Residence | VAG408197 | 001 | 1.0674 | 6.737% | 0.00070038 | 0.00074757 | 18.6489 | 2.4932 | 14.959 | 39.9756 | 5.3443 | 32.066 | 19.6854 | 3.1938 | 11.9024 | 18.6489 | 2.4932 | 14.959 | 42.459 | 5.6763 | 34.058 | 20.9083 | 3.3923 | 12.6418 | 25.0145 | 3.3442 | 40.1303 | 56.952 | 7.6139 | 91.3668 | 28.0452 | 4.5502 | 33.9139
VA | INSIG | MUNICIPAL | Rodriguez Stanton M Residence | VAG406021 | 001 | 1.1098 | 10.98% | 0.00070038 | 0.0007773 | 18.6489 | 2.4932 | 14.959 | 39.9756 | 5.3443 | 32.066 | 27.6807 | 4.7953 | 19.883 | 18.6489 | 2.4932 | 14.959 | 44.1477 | 5.9021 | 35.4126 | 30.5696 | 5.2958 | 21.9581 | 24.0577 | 3.2163 | 38.5952 | 56.952 | 7.6139 | 91.3668 | 39.4358 | 6.8318 | 56.6533
VA | INSIG | MUNICIPAL | Rogers Keith & Darlene Residence | VAG401216 | 001 | 1.0774 | 7.738% | 0.00070038 | 0.00075458 | 18.6489 | 2.4932 | 14.959 | 39.9756 | 5.3443 | 32.066 | 39.7867 | 4.2675 | 22.0989 | 18.6489 | 2.4932 | 14.959 | 42.8575 | 5.7296 | 34.3777 | 42.6551 | 4.5752 | 23.6921 | 24.7819 | 3.3131 | 39.7571 | 56.952 | 7.6139 | 91.3668 | 56.6829 | 6.0798 | 62.9672
VA | INSIG | MUNICIPAL | Rogers Todd and Tammy Residence | VAG408125 | 001 | 1.0674 | 6.737% | 0.00070038 | 0.00074757 | 18.6489 | 2.4932 | 14.959 | 39.9756 | 5.3443 | 32.066 | 18.0646 | 4.1451 | 20.8048 | 18.6489 | 2.4932 | 14.959 | 42.459 | 5.6763 | 34.058 | 19.1868 | 4.4026 | 22.0972 | 25.0145 | 3.3442 | 40.1303 | 56.952 | 7.6139 | 91.3668 | 25.736 | 5.9054 | 59.2797
VA | INSIG | MUNICIPAL | Rogers, David B Residence | VAG401899 | 001 | 1.1137 | 11.37% | 0.00070038 | 0.00078004 | 18.6489 | 2.4932 | 14.959 | 39.9756 | 5.3443 | 32.066 | 26.7538 | 4.0831 | 18.1167 | 18.6489 | 2.4932 | 14.959 | 44.3037 | 5.923 | 35.5377 | 29.6504 | 4.5252 | 20.0782 | 23.973 | 3.2049 | 38.4593 | 56.952 | 7.6139 | 91.3668 | 38.1153 | 5.8171 | 51.6207
VA | INSIG | MUNICIPAL | Rohrer Jerry Residence | VAG406500 | 001 | 1.1098 | 10.98% | 0.00070038 | 0.0007773 | 18.6489 | 2.4932 | 14.959 | 39.9756 | 5.3443 | 32.066 | 24.9129 | 4.7953 | 19.883 | 18.6489 | 2.4932 | 14.959 | 44.1477 | 5.9021 | 35.4126 | 27.5129 | 5.2958 | 21.9581 | 24.0577 | 3.2163 | 38.5952 | 56.952 | 7.6139 | 91.3668 | 35.4926 | 6.8318 | 56.6533
VA | INSIG | MUNICIPAL | Rolon Penny and Virginia Residence | VAG401072 | 001 | 1.0478 | 4.78% | 0.00070038 | 0.00073386 | 18.6489 | 2.4932 | 14.959 | 39.9756 | 5.3443 | 32.066 | 17.8863 | 4.3104 | 23.5941 | 18.6489 | 2.4932 | 14.959 | 41.6808 | 5.5723 | 33.4338 | 18.6493 | 4.4943 | 24.6005 | 25.4816 | 3.4066 | 40.8796 | 56.952 | 7.6139 | 91.3668 | 25.4821 | 6.1409 | 67.2275
VA | INSIG | MUNICIPAL | Roma Restaurant - Hartwood Garage - Rental Residen | VAG406180 | 001 | 1.3246 | 32.46% | 0.00070038 | 0.00092774 | 18.6489 | 2.4932 | 14.959 | 39.9756 | 5.3443 | 32.066 | 28.9623 | 4.4216 | 19.549 | 18.6489 | 2.4932 | 14.959 | 52.6922 | 7.0444 | 42.2665 | 38.1755 | 5.8281 | 25.7677 | 20.1565 | 2.6947 | 32.3367 | 56.952 | 7.6139 | 91.3668 | 41.2616 | 6.2992 | 55.7016
VA | INSIG | MUNICIPAL | Ross Sr Harry L Residence | VAG406185 | 001 | 1.147 | 14.7% | 0.00070038 | 0.00080337 | 18.6489 | 2.4932 | 14.959 | 39.9756 | 5.3443 | 32.066 | 26.3379 | 3.3928 | 14.4085 | 18.6489 | 2.4932 | 14.959 | 45.6287 | 6.1001 | 36.6005 | 30.0624 | 3.8726 | 16.446 | 23.2769 | 3.1119 | 37.3426 | 56.952 | 7.6139 | 91.3668 | 37.5228 | 4.8336 | 41.0546
VA | INSIG | MUNICIPAL | Rotz John S Residence Lot 1 | VAG401147 | 001 | 1.1137 | 11.37% | 0.00070038 | 0.00078004 | 18.6489 | 2.4932 | 14.959 | 39.9756 | 5.3443 | 32.066 | 29.3384 | 2.7382 | 9.6968 | 18.6489 | 2.4932 | 14.959 | 44.3037 | 5.923 | 35.5377 | 32.5149 | 3.0347 | 10.7467 | 23.973 | 3.2049 | 38.4593 | 56.952 | 7.6139 | 91.3668 | 41.7975 | 3.9011 | 27.6295
VA | INSIG | MUNICIPAL | Rotz John S Residence Lot 1 | VAG401483 | 001 | 1.1137 | 11.37% | 0.00070038 | 0.00078004 | 18.6489 | 2.4932 | 14.959 | 39.9756 | 5.3443 | 32.066 | 29.3384 | 2.7382 | 9.6968 | 18.6489 | 2.4932 | 14.959 | 44.3037 | 5.923 | 35.5377 | 32.5149 | 3.0347 | 10.7467 | 23.973 | 3.2049 | 38.4593 | 56.952 | 7.6139 | 91.3668 | 41.7975 | 3.9011 | 27.6295
VA | INSIG | MUNICIPAL | Rowan, John F Residence | VAG401636 | 001 | 1.1137 | 11.37% | 0.00070038 | 0.00078004 | 18.6489 | 2.4932 | 14.959 | 39.9756 | 5.3443 | 32.066 | 28.1078 | 3.6122 | 15.795 | 18.6489 | 2.4932 | 14.959 | 44.3037 | 5.923 | 35.5377 | 31.151 | 4.0033 | 17.5051 | 23.973 | 3.2049 | 38.4593 | 56.952 | 7.6139 | 91.3668 | 40.0443 | 5.1462 | 45.0053
VA | INSIG | MUNICIPAL | Roxbury Industrial Park | VPA00524 | 001 | 1.0598 | 5.984% |  | 0.01 | 18.7 | 2.5 | 30 | 569.5197 | 76.139 | 913.668 | 72.1663 | 7.8581 | 0.33126 | 18.7 | 2.5 | 30 | 569.5197 | 76.139 | 913.668 | 72.1663 | 7.8581 | 0.33126 | 18.7 | 2.5 | 30 | 569.5197 | 76.139 | 913.668 | 72.1663 | 7.8581 | 0.33126
VA | INSIG | MUNICIPAL | Royal Concrete | VAG406397 | 001 | 1.0417 | 4.168% | 0.00070038 | 0.00072958 | 18.6489 | 2.4932 | 14.959 | 39.9756 | 5.3443 | 32.066 | 45.0091 | 5.6741 | 26.4776 | 18.6489 | 2.4932 | 14.959 | 41.4372 | 5.5397 | 33.2384 | 46.6548 | 5.8816 | 27.4457 | 25.6314 | 3.4267 | 41.1198 | 56.952 | 7.6139 | 91.3668 | 64.123 | 8.0837 | 75.4437
VA | INSIG | MUNICIPAL | Royall Micah and Janet Residence | VAG404230 | 001 | 1.0486 | 4.856% | 0.00070038 | 0.00073439 | 18.6489 | 2.4932 | 14.959 | 39.9756 | 5.3443 | 32.066 | 19.423 | 1.7039 | 3.2946 | 18.6489 | 2.4932 | 14.959 | 41.7108 | 5.5763 | 33.4578 | 20.2661 | 1.7779 | 3.4376 | 25.4633 | 3.4042 | 40.8502 | 56.952 | 7.6139 | 91.3668 | 27.6713 | 2.4275 | 9.3875
VA | INSIG | MUNICIPAL | Rubb Eric J Residence | VAG406038 | 001 | 1.083 | 8.299% | 0.00070038 | 0.00075851 | 18.6489 | 2.4932 | 14.959 | 39.9756 | 5.3443 | 32.066 | 11.0965 | 1.6569 | 0.90653 | 18.6489 | 2.4932 | 14.959 | 43.0804 | 5.7594 | 34.5564 | 11.9583 | 1.7856 | 0.97693 | 24.6537 | 3.296 | 39.5515 | 56.952 | 7.6139 | 91.3668 | 15.8089 | 2.3605 | 2.583
VA | INSIG | MUNICIPAL | Ruddle Gerald and Mary Residence | VAG401940 | 001 | 1.0478 | 4.78% | 0.00070038 | 0.00073386 | 18.6489 | 2.4932 | 14.959 | 39.9756 | 5.3443 | 32.066 | 25.125 | 4.2033 | 18.6846 | 18.6489 | 2.4932 | 14.959 | 41.6808 | 5.5723 | 33.4338 | 26.1967 | 4.3826 | 19.4816 | 25.4816 | 3.4066 | 40.8796 | 56.952 | 7.6139 | 91.3668 | 35.7948 | 5.9883 | 53.2388
VA | INSIG | MUNICIPAL | Ruiz Bernardo Residence | VAG406323 | 001 | 1.083 | 8.299% | 0.00070038 | 0.00075851 | 18.6489 | 2.4932 | 14.959 | 39.9756 | 5.3443 | 32.066 | 13.0764 | 0.39154 | 0.14864 | 18.6489 | 2.4932 | 14.959 | 43.0804 | 5.7594 | 34.5564 | 14.092 | 0.42195 | 0.16018 | 24.6537 | 3.296 | 39.5515 | 56.952 | 7.6139 | 91.3668 | 18.6296 | 0.55781 | 0.42352
VA | INSIG | MUNICIPAL | Rupp David Residence | VAG406333 | 001 | 1.083 | 8.299% | 0.00070038 | 0.00075851 | 18.6489 | 2.4932 | 14.959 | 39.9756 | 5.3443 | 32.066 | 22.5599 | 2.9328 | 4.4319 | 18.6489 | 2.4932 | 14.959 | 43.0804 | 5.7594 | 34.5564 | 24.312 | 3.1605 | 4.7761 | 24.6537 | 3.296 | 39.5515 | 56.952 | 7.6139 | 91.3668 | 32.1403 | 4.1782 | 12.6279
VA | INSIG | MUNICIPAL | Rush River Wastewater Treatment Plant | VA0091651 | 001 | 0.99066 | -0.9339% | 0.042023 | 0.041631 | 7.9781 | 0 | 14.959 | 1026.1117 | 0 | 1923.9595 | 518.1098 | 0 | 1471.8926 | 7.9781 | 0 | 14.959 | 1011.5352 | 0 | 1896.6284 | 510.7497 | 0 | 1450.9834 | 11.53 | 0 | 43.2375 | 1461.8688 | 0 | 5482.008 | 738.1346 | 0 | 4193.9171
VA | INSIG | MUNICIPAL | Rutherford Robert and Donna Residence | VAG408094 | 001 | 1.0135 | 1.352% | 0.00070038 | 0.00070985 | 18.6489 | 2.4932 | 14.959 | 39.9756 | 5.3443 | 32.066 | 22.9099 | 2.7042 | 10.4655 | 18.6489 | 2.4932 | 14.959 | 40.317 | 5.39 | 32.3398 | 23.1055 | 2.7273 | 10.5549 | 26.3435 | 3.5219 | 42.2624 | 56.952 | 7.6139 | 91.3668 | 32.639 | 3.8526 | 29.8197
VA | INSIG | MUNICIPAL | Ruthville WWTP | VA0021261 | 001 | 1.0598 | 5.982% | 0.0070038 | 0.0074228 | 18.6489 | 2.4932 | 14.959 | 399.756 | 53.4433 | 320.6599 | 309.181 | 32.3954 | 57.7594 | 18.6489 | 2.4932 | 14.959 | 421.5891 | 56.3622 | 338.173 | 326.0672 | 34.1647 | 60.914 | 25.1926 | 3.368 | 40.4159 | 569.5197 | 76.139 | 913.668 | 440.4804 | 46.1527 | 164.5759
VA | INSIG | MUNICIPAL | Rutt David Property | VAG406450 | 001 | 1.0417 | 4.168% | 0.00070038 | 0.00072958 | 18.6489 | 2.4932 | 14.959 | 39.9756 | 5.3443 | 32.066 | 6.1539 | 0.92912 | 1.5047 | 18.6489 | 2.4932 | 14.959 | 41.4372 | 5.5397 | 33.2384 | 6.3789 | 0.96309 | 1.5597 | 25.6314 | 3.4267 | 41.1198 | 56.952 | 7.6139 | 91.3668 | 8.7673 | 1.3237 | 4.2874
VA | INSIG | MUNICIPAL | Ruxton Health at the Village STP | VA0081639 | 001 | 1.084 | 8.401% | 0.014008 | 0.015184 | 18.6489 | 2.4932 | 14.959 | 799.5121 | 106.8866 | 641.3198 | 539.0375 | 58.1412 | 173.3244 | 18.6489 | 2.4932 | 14.959 | 862.4211 | 115.2969 | 691.7816 | 581.4512 | 62.716 | 186.9623 | 24.6305 | 3.2928 | 39.5141 | 1139.0394 | 152.278 | 1827.336 | 767.9496 | 82.8319 | 493.8595
VA | INSIG | MUNICIPAL | Ryalls Ashley Residence | VAG406523 | 001 | 1.1048 | 10.48% | 0.00070038 | 0.00077379 | 18.6489 | 2.4932 | 14.959 | 39.9756 | 5.3443 | 32.066 | 27.971 | 1.8517 | 1.162 | 18.6489 | 2.4932 | 14.959 | 43.9486 | 5.8755 | 35.2529 | 30.7509 | 2.0358 | 1.2775 | 24.1667 | 3.2308 | 38.7701 | 56.952 | 7.6139 | 91.3668 | 39.8494 | 2.6381 | 3.311
VA | INSIG | MUNICIPAL | Ryan, Patrick O. Residence | VAG408369 | 001 | 1.0674 | 6.737% | 0.00070038 | 0.00074757 | 18.6489 | 2.4932 | 14.959 | 39.9756 | 5.3443 | 32.066 | 28.4413 | 4.2427 | 24.1306 | 18.6489 | 2.4932 | 14.959 | 42.459 | 5.6763 | 34.058 | 30.2081 | 4.5063 | 25.6297 | 25.0145 | 3.3442 | 40.1303 | 56.952 | 7.6139 | 91.3668 | 40.5193 | 6.0444 | 68.7562
VA | INSIG | MUNICIPAL | Rye Elwood Residence | VAG401018 | 001 | 1.1137 | 11.37% | 0.00070038 | 0.00078004 | 18.6489 | 2.4932 | 14.959 | 39.9756 | 5.3443 | 32.066 | 33.2107 | 2.7382 | 9.6968 | 18.6489 | 2.4932 | 14.959 | 44.3037 | 5.923 | 35.5377 | 36.8063 | 3.0347 | 10.7467 | 23.973 | 3.2049 | 38.4593 | 56.952 | 7.6139 | 91.3668 | 47.3142 | 3.9011 | 27.6295
VA | INSIG | MUNICIPAL | Sager Wayne W Residence | VAG401689 | 001 | 1.0326 | 3.261% | 0.00070038 | 0.00072322 | 18.6489 | 2.4932 | 14.959 | 39.9756 | 5.3443 | 32.066 | 35.6245 | 4.0782 | 19.8851 | 18.6489 | 2.4932 | 14.959 | 41.0765 | 5.4915 | 32.9491 | 36.6055 | 4.1905 | 20.4328 | 25.8564 | 3.4567 | 41.4809 | 56.952 | 7.6139 | 91.3668 | 50.753 | 5.81 | 56.6594
VA | INSIG | MUNICIPAL | Saint Matthew Church Residence | VAG406173 | 001 | 1.3795 | 37.95% | 0.00070038 | 0.00096619 | 18.6489 | 2.4932 | 14.959 | 39.9756 | 5.3443 | 32.066 | 9.6698 | 2.5982 | 2.0171 | 18.6489 | 2.4932 | 14.959 | 54.8758 | 7.3363 | 44.018 | 13.2741 | 3.5666 | 2.769 | 19.3545 | 2.5875 | 31.0499 | 56.952 | 7.6139 | 91.3668 | 13.7763 | 3.7016 | 5.7475
VA | INSIG | MUNICIPAL | Saint Patricks Church | VA0092193 | 001 | 1.3795 | 37.95% | 0.0070038 | 0.0096619 | 18.6489 | 2.4932 | 14.959 | 399.756 | 53.4433 | 320.6599 | 300.0111 | 44.7614 | 159.9936 | 18.6489 | 2.4932 | 14.959 | 548.7583 | 73.3634 | 440.1804 | 411.8351 | 61.4454 | 219.6285 | 19.3545 | 2.5875 | 31.0499 | 569.5197 | 76.139 | 913.668 | 427.4163 | 63.7701 | 455.8756
VA | INSIG | MUNICIPAL | Salzano Frank P Residence | VAG408318 | 001 | 1.0774 | 7.738% | 0.00070038 | 0.00075458 | 18.6489 | 2.4932 | 14.959 | 39.9756 | 5.3443 | 32.066 | 37.7297 | 3.8968 | 19.0003 | 18.6489 | 2.4932 | 14.959 | 42.8575 | 5.7296 | 34.3777 | 40.4497 | 4.1777 | 20.3701 | 24.7819 | 3.3131 | 39.7571 | 56.952 | 7.6139 | 91.3668 | 53.7523 | 5.5516 | 54.1384
VA | INSIG | MUNICIPAL | Sams Gary L Residence | VAG406046 | 001 | 1.083 | 8.299% | 0.00070038 | 0.00075851 | 18.6489 | 2.4932 | 14.959 | 39.9756 | 5.3443 | 32.066 | 18.3948 | 2.9328 | 4.4319 | 18.6489 | 2.4932 | 14.959 | 43.0804 | 5.7594 | 34.5564 | 19.8234 | 3.1605 | 4.7761 | 24.6537 | 3.296 | 39.5515 | 56.952 | 7.6139 | 91.3668 | 26.2065 | 4.1782 | 12.6279
VA | INSIG | MUNICIPAL | Samuel and Kimberly Clark | VAG403039 | 001 | 1.1757 | 17.57% | 0.00070038 | 0.00082343 | 18.6489 | 2.4932 | 14.959 | 39.9756 | 5.3443 | 32.066 | 34.991 | 2.7624 | 6.3931 | 18.6489 | 2.4932 | 14.959 | 46.768 | 6.2524 | 37.5145 | 40.9365 | 3.2318 | 7.4793 | 22.7098 | 3.0361 | 36.4328 | 56.952 | 7.6139 | 91.3668 | 49.8505 | 3.9356 | 18.216
VA | INSIG | MUNICIPAL | Samuel Lane Residence | VAG404002 | 001 | 1.0569 | 5.688% | 0.00070038 | 0.00074022 | 18.6489 | 2.4932 | 14.959 | 39.9756 | 5.3443 | 32.066 | 15.7985 | 1.8231 | 2.5809 | 18.6489 | 2.4932 | 14.959 | 42.0419 | 5.6206 | 33.7234 | 16.6151 | 1.9173 | 2.7143 | 25.2627 | 3.3774 | 40.5284 | 56.952 | 7.6139 | 91.3668 | 22.5077 | 2.5973 | 7.354
VA | INSIG | MUNICIPAL | Sandberg Brian Residence | VAG406447 | 001 | 1.1396 | 13.96% | 0.00070038 | 0.00079815 | 18.6489 | 2.4932 | 14.959 | 39.9756 | 5.3443 | 32.066 | 16.835 | 2.5697 | 2.8048 | 18.6489 | 2.4932 | 14.959 | 45.3318 | 6.0604 | 36.3624 | 19.0907 | 2.914 | 3.1806 | 23.4293 | 3.1323 | 37.5871 | 56.952 | 7.6139 | 91.3668 | 23.9843 | 3.661 | 7.9919
VA | INSIG | MUNICIPAL | Sanders Dexter Residence | VAG406081 | 001 | 1.1098 | 10.98% | 0.00070038 | 0.0007773 | 18.6489 | 2.4932 | 14.959 | 39.9756 | 5.3443 | 32.066 | 26.1996 | 4.7953 | 19.883 | 18.6489 | 2.4932 | 14.959 | 44.1477 | 5.9021 | 35.4126 | 28.9339 | 5.2958 | 21.9581 | 24.0577 | 3.2163 | 38.5952 | 56.952 | 7.6139 | 91.3668 | 37.3257 | 6.8318 | 56.6533
VA | INSIG | MUNICIPAL | Sanders Jr Dexter - Property | VAG406407 | 001 | 1.1098 | 10.98% | 0.00070038 | 0.0007773 | 18.6489 | 2.4932 | 14.959 | 39.9756 | 5.3443 | 32.066 | 23.5594 | 5.2832 | 22.9886 | 18.6489 | 2.4932 | 14.959 | 44.1477 | 5.9021 | 35.4126 | 26.0182 | 5.8346 | 25.3878 | 24.0577 | 3.2163 | 38.5952 | 56.952 | 7.6139 | 91.3668 | 33.5644 | 7.5268 | 65.5023
VA | INSIG | MUNICIPAL | Sanders Jr Dexter Residence | VAG406219 | 001 | 1.1098 | 10.98% | 0.00070038 | 0.0007773 | 18.6489 | 2.4932 | 14.959 | 39.9756 | 5.3443 | 32.066 | 26.1996 | 4.7953 | 19.883 | 18.6489 | 2.4932 | 14.959 | 44.1477 | 5.9021 | 35.4126 | 28.9339 | 5.2958 | 21.9581 | 24.0577 | 3.2163 | 38.5952 | 56.952 | 7.6139 | 91.3668 | 37.3257 | 6.8318 | 56.6533
VA | INSIG | MUNICIPAL | Sandy, Susan & Charles Jr Residence | VAG401185 | 001 | 1.1137 | 11.37% | 0.00070038 | 0.00078004 | 18.6489 | 2.4932 | 14.959 | 39.9756 | 5.3443 | 32.066 | 33.3572 | 3.7293 | 17.5855 | 18.6489 | 2.4932 | 14.959 | 44.3037 | 5.923 | 35.5377 | 36.9688 | 4.1331 | 19.4895 | 23.973 | 3.2049 | 38.4593 | 56.952 | 7.6139 | 91.3668 | 47.523 | 5.3131 | 50.1071
VA | INSIG | MUNICIPAL | Sandys Mobile Home Community | VA0088811 | 001 | 1.1137 | 11.37% | 0.028015 | 0.031202 | 18.6489 | 2.4932 | 14.959 | 1599.0241 | 213.7733 | 1282.6397 | 661.5498 | 17.0765 | 31.7588 | 18.6489 | 2.4932 | 14.959 | 1772.1484 | 236.9182 | 1421.5094 | 733.175 | 18.9254 | 35.1973 | 23.973 | 3.2049 | 38.4593 | 2278.0789 | 304.556 | 3654.672 | 942.489 | 24.3284 | 90.4915
VA | INSIG | MUNICIPAL | Santmyers Donald Jr & Cathy Residence | VAG401743 | 001 | 1.0774 | 7.738% | 0.00070038 | 0.00075458 | 18.6489 | 2.4932 | 14.959 | 39.9756 | 5.3443 | 32.066 | 35.6609 | 4.2675 | 22.0989 | 18.6489 | 2.4932 | 14.959 | 42.8575 | 5.7296 | 34.3777 | 38.2318 | 4.5752 | 23.6921 | 24.7819 | 3.3131 | 39.7571 | 56.952 | 7.6139 | 91.3668 | 50.8049 | 6.0798 | 62.9672
VA | INSIG | MUNICIPAL | Sappingfield Carolla Residence | VAG401647 | 001 | 1.0326 | 3.261% | 0.00070038 | 0.00072322 | 18.6489 | 2.4932 | 14.959 | 39.9756 | 5.3443 | 32.066 | 39.6779 | 4.0782 | 19.8851 | 18.6489 | 2.4932 | 14.959 | 41.0765 | 5.4915 | 32.9491 | 40.7706 | 4.1905 | 20.4328 | 25.8564 | 3.4567 | 41.4809 | 56.952 | 7.6139 | 91.3668 | 56.5279 | 5.81 | 56.6594
VA | INSIG | MUNICIPAL | Sarandi, Nikolay & Liliya Residence | VAG401746 | 001 | 1.0478 | 4.78% | 0.00070038 | 0.00073386 | 18.6489 | 2.4932 | 14.959 | 39.9756 | 5.3443 | 32.066 | 18.0721 | 4.2274 | 23.9671 | 18.6489 | 2.4932 | 14.959 | 41.6808 | 5.5723 | 33.4338 | 18.843 | 4.4077 | 24.9894 | 25.4816 | 3.4066 | 40.8796 | 56.952 | 7.6139 | 91.3668 | 25.7468 | 6.0226 | 68.2904
VA | INSIG | MUNICIPAL | Sawyer Steve and Gloria Residence | VAG404225 | 001 | 1.0486 | 4.856% | 0.00070038 | 0.00073439 | 18.6489 | 2.4932 | 14.959 | 39.9756 | 5.3443 | 32.066 | 19.423 | 1.7039 | 3.2946 | 18.6489 | 2.4932 | 14.959 | 41.7108 | 5.5763 | 33.4578 | 20.2661 | 1.7779 | 3.4376 | 25.4633 | 3.4042 | 40.8502 | 56.952 | 7.6139 | 91.3668 | 27.6713 | 2.4275 | 9.3875
VA | INSIG | MUNICIPAL | Schafer Michael - Residence | VAG406351 | 001 | 1.083 | 8.299% | 0.00070038 | 0.00075851 | 18.6489 | 2.4932 | 14.959 | 39.9756 | 5.3443 | 32.066 | 23.132 | 2.9328 | 4.4319 | 18.6489 | 2.4932 | 14.959 | 43.0804 | 5.7594 | 34.5564 | 24.9286 | 3.1605 | 4.7761 | 24.6537 | 3.296 | 39.5515 | 56.952 | 7.6139 | 91.3668 | 32.9554 | 4.1782 | 12.6279
VA | INSIG | MUNICIPAL | Schrock, Todd & Tracy Residence | VAG401310 | 001 | 1.1137 | 11.37% | 0.00070038 | 0.00078004 | 18.6489 | 2.4932 | 14.959 | 39.9756 | 5.3443 | 32.066 | 26.0909 | 1.6899 | 3.7719 | 18.6489 | 2.4932 | 14.959 | 44.3037 | 5.923 | 35.5377 | 28.9157 | 1.8729 | 4.1803 | 23.973 | 3.2049 | 38.4593 | 56.952 | 7.6139 | 91.3668 | 37.1709 | 2.4076 | 10.7474
VA | INSIG | MUNICIPAL | Schultz Chester Residence | VAG406342 | 001 | 0.99679 | -0.3212% | 0.00070038 | 0.00069813 | 18.6489 | 2.4932 | 14.959 | 39.9756 | 5.3443 | 32.066 | 24.1319 | 5.4454 | 21.7706 | 18.6489 | 2.4932 | 14.959 | 39.6515 | 5.301 | 31.806 | 23.9362 | 5.4012 | 21.5941 | 26.7857 | 3.581 | 42.9717 | 56.952 | 7.6139 | 91.3668 | 34.3799 | 7.7579 | 62.0318
VA | INSIG | MUNICIPAL | Schuyler STP | VA0026484 | 001 | 1.0135 | 1.352% | 0.01751 | 0.017746 | 18.6489 | 2.4932 | 14.959 | 999.3901 | 133.6083 | 801.6498 | 584.8987 | 67.6058 | 261.6374 | 18.6489 | 2.4932 | 14.959 | 1007.9245 | 134.7493 | 808.4956 | 589.8935 | 68.1831 | 263.8717 | 26.3435 | 3.5219 | 42.2624 | 1423.7993 | 190.3475 | 2284.17 | 833.2866 | 96.3158 | 745.493
VA | INSIG | MUNICIPAL | Schwartz James and Kathryn Residence | VAG408292 | 001 | 1.0674 | 6.737% | 0.00070038 | 0.00074757 | 18.6489 | 2.4932 | 14.959 | 39.9756 | 5.3443 | 32.066 | 28.1089 | 4.2947 | 25.448 | 18.6489 | 2.4932 | 14.959 | 42.459 | 5.6763 | 34.058 | 29.8551 | 4.5615 | 27.0289 | 25.0145 | 3.3442 | 40.1303 | 56.952 | 7.6139 | 91.3668 | 40.0458 | 6.1185 | 72.5099
VA | INSIG | MUNICIPAL | Schwartz Sewage Treatment Plant | VA0073121 | 001 | 1.3246 | 32.46% | 0.00042023 | 0.00055664 | 18.6489 | 2.4932 | 14.959 | 23.9854 | 3.2066 | 19.2396 | 19.3712 | 1.9137 | 6.0925 | 18.6489 | 2.4932 | 14.959 | 31.6153 | 4.2267 | 25.3599 | 25.5334 | 2.5225 | 8.0306 | 20.1565 | 2.6947 | 32.3367 | 34.1712 | 4.5683 | 54.8201 | 27.5976 | 2.7264 | 17.3597
VA | INSIG | MUNICIPAL | Scott Donna L Residence | VAG401065 | 001 | 1.0326 | 3.261% | 0.00070038 | 0.00072322 | 18.6489 | 2.4932 | 14.959 | 39.9756 | 5.3443 | 32.066 | 31.0355 | 4.133 | 23.2747 | 18.6489 | 2.4932 | 14.959 | 41.0765 | 5.4915 | 32.9491 | 31.8902 | 4.2468 | 23.9157 | 25.8564 | 3.4567 | 41.4809 | 56.952 | 7.6139 | 91.3668 | 44.2152 | 5.8882 | 66.3175
VA | INSIG | MUNICIPAL | Scott Jeffrey Residence | VAG406349 | 001 | 1.1098 | 10.98% | 0.00070038 | 0.0007773 | 18.6489 | 2.4932 | 14.959 | 39.9756 | 5.3443 | 32.066 | 23.5594 | 5.2832 | 22.9886 | 18.6489 | 2.4932 | 14.959 | 44.1477 | 5.9021 | 35.4126 | 26.0182 | 5.8346 | 25.3878 | 24.0577 | 3.2163 | 38.5952 | 56.952 | 7.6139 | 91.3668 | 33.5644 | 7.5268 | 65.5023
VA | INSIG | MUNICIPAL | Scottsville STP | VA0025470 | 001 | 1.1118 | 11.18% | 0.14008 | 0.15574 | 18.6489 | 2.4932 | 14.959 | 7995.1207 | 1068.8664 | 6413.1984 | 5986.2701 | 728.9159 | 2992.322 | 18.6489 | 2.4932 | 14.959 | 8845.3894 | 1182.5387 | 7095.2321 | 6622.9007 | 806.435 | 3310.5508 | 24.0146 | 3.2105 | 38.5261 | 11390.3944 | 1522.78 | 18273.36 | 8528.4488 | 1038.4634 | 8526.1322
VA | INSIG | MUNICIPAL | Seal Edwin C Residence | VAG401950 | 001 | 1.0674 | 6.737% | 0.00070038 | 0.00074757 | 18.6489 | 2.4932 | 14.959 | 39.9756 | 5.3443 | 32.066 | 27.2385 | 4.2525 | 17.2348 | 18.6489 | 2.4932 | 14.959 | 42.459 | 5.6763 | 34.058 | 28.9306 | 4.5167 | 18.3054 | 25.0145 | 3.3442 | 40.1303 | 56.952 | 7.6139 | 91.3668 | 38.8058 | 6.0584 | 49.1077
VA | INSIG | MUNICIPAL | Seaton Dennis and Rita Residence | VAG408410 | 001 | 1.0674 | 6.737% | 0.00070038 | 0.00074757 | 18.6489 | 2.4932 | 14.959 | 39.9756 | 5.3443 | 32.066 | 18.2243 | 4.1451 | 20.8048 | 18.6489 | 2.4932 | 14.959 | 42.459 | 5.6763 | 34.058 | 19.3565 | 4.4026 | 22.0972 | 25.0145 | 3.3442 | 40.1303 | 56.952 | 7.6139 | 91.3668 | 25.9636 | 5.9054 | 59.2797
VA | INSIG | MUNICIPAL | Secrist, Michael E W Secrist Residence | VAG401905 | 001 | 1.0674 | 6.737% | 0.00070038 | 0.00074757 | 18.6489 | 2.4932 | 14.959 | 39.9756 | 5.3443 | 32.066 | 27.2385 | 4.2525 | 17.2348 | 18.6489 | 2.4932 | 14.959 | 42.459 | 5.6763 | 34.058 | 28.9306 | 4.5167 | 18.3054 | 25.0145 | 3.3442 | 40.1303 | 56.952 | 7.6139 | 91.3668 | 38.8058 | 6.0584 | 49.1077
VA | INSIG | MUNICIPAL | Selby, Murray & Amy Residence | VAG401084 | 001 | 1.0326 | 3.261% | 0.00070038 | 0.00072322 | 18.6489 | 2.4932 | 14.959 | 39.9756 | 5.3443 | 32.066 | 22.7105 | 2.9257 | 12.7111 | 18.6489 | 2.4932 | 14.959 | 41.0765 | 5.4915 | 32.9491 | 23.3359 | 3.0063 | 13.0611 | 25.8564 | 3.4567 | 41.4809 | 56.952 | 7.6139 | 91.3668 | 32.3549 | 4.1682 | 36.2181
VA | INSIG | MUNICIPAL | Selvage, Rob and Michele L. Residence | VAG408359 | 001 | 0.9657 | -3.43% | 0.00070038 | 0.00067636 | 18.6489 | 2.4932 | 14.959 | 39.9756 | 5.3443 | 32.066 | 24.6603 | 4.1642 | 19.3877 | 18.6489 | 2.4932 | 14.959 | 38.415 | 5.1357 | 30.8141 | 23.6976 | 4.0016 | 18.6308 | 27.6479 | 3.6962 | 44.3549 | 56.952 | 7.6139 | 91.3668 | 35.1328 | 5.9326 | 55.2421
VA | INSIG | MUNICIPAL | Serenity Partners | VAG408201 | 001 | 1.084 | 8.401% | 0.00070038 | 0.00075922 | 18.6489 | 2.4932 | 14.959 | 39.9756 | 5.3443 | 32.066 | 21.9279 | 2.6218 | 8.5642 | 18.6489 | 2.4932 | 14.959 | 43.1211 | 5.7648 | 34.5891 | 23.6533 | 2.8281 | 9.2381 | 24.6305 | 3.2928 | 39.5141 | 56.952 | 7.6139 | 91.3668 | 31.24 | 3.7352 | 24.4024
VA | INSIG | MUNICIPAL | Serenity Partners Residence | VAG408024 | 001 | 1.084 | 8.401% | 0.00070038 | 0.00075922 | 18.6489 | 2.4932 | 14.959 | 39.9756 | 5.3443 | 32.066 | 14.4532 | 2.2787 | 5.1945 | 18.6489 | 2.4932 | 14.959 | 43.1211 | 5.7648 | 34.5891 | 15.5904 | 2.458 | 5.6032 | 24.6305 | 3.2928 | 39.5141 | 56.952 | 7.6139 | 91.3668 | 20.591 | 3.2463 | 14.8009
VA | INSIG | MUNICIPAL | Settle David Property | VAG406446 | 001 | 1.1098 | 10.98% | 0.00070038 | 0.0007773 | 18.6489 | 2.4932 | 14.959 | 39.9756 | 5.3443 | 32.066 | 28.1945 | 5.2832 | 22.9886 | 18.6489 | 2.4932 | 14.959 | 44.1477 | 5.9021 | 35.4126 | 31.137 | 5.8346 | 25.3878 | 24.0577 | 3.2163 | 38.5952 | 56.952 | 7.6139 | 91.3668 | 40.1677 | 7.5268 | 65.5023
VA | INSIG | MUNICIPAL | Settle, Daniel & Teresa Residence | VAG401489 | 001 | 1.1137 | 11.37% | 0.00070038 | 0.00078004 | 18.6489 | 2.4932 | 14.959 | 39.9756 | 5.3443 | 32.066 | 26.7652 | 4.0831 | 18.1167 | 18.6489 | 2.4932 | 14.959 | 44.3037 | 5.923 | 35.5377 | 29.663 | 4.5252 | 20.0782 | 23.973 | 3.2049 | 38.4593 | 56.952 | 7.6139 | 91.3668 | 38.1315 | 5.8171 | 51.6207
VA | INSIG | MUNICIPAL | Settle, Jean & Dennis Residence | VAG401773 | 001 | 1.1137 | 11.37% | 0.00070038 | 0.00078004 | 18.6489 | 2.4932 | 14.959 | 39.9756 | 5.3443 | 32.066 | 26.7538 | 4.0831 | 18.1167 | 18.6489 | 2.4932 | 14.959 | 44.3037 | 5.923 | 35.5377 | 29.6504 | 4.5252 | 20.0782 | 23.973 | 3.2049 | 38.4593 | 56.952 | 7.6139 | 91.3668 | 38.1153 | 5.8171 | 51.6207
VA | INSIG | MUNICIPAL | Settle/Peacoe Multiple Residence | VAG408330 | 001 | 1.1137 | 11.37% | 0.00070038 | 0.00078004 | 18.6489 | 2.4932 | 14.959 | 39.9756 | 5.3443 | 32.066 | 30.9691 | 3.8319 | 18.9688 | 18.6489 | 2.4932 | 14.959 | 44.3037 | 5.923 | 35.5377 | 34.3221 | 4.2468 | 21.0226 | 23.973 | 3.2049 | 38.4593 | 56.952 | 7.6139 | 91.3668 | 44.1208 | 5.4592 | 54.0486
VA | INSIG | MUNICIPAL | Seymour George Property | VAG406455 | 001 | 1.0763 | 7.634% | 0.00070038 | 0.00075385 | 18.6489 | 2.4932 | 14.959 | 39.9756 | 5.3443 | 32.066 | 6.669 | 0.8155 | 0.97501 | 18.6489 | 2.4932 | 14.959 | 42.8161 | 5.7241 | 34.3445 | 7.1429 | 0.87344 | 1.0443 | 24.8059 | 3.3163 | 39.7956 | 56.952 | 7.6139 | 91.3668 | 9.5011 | 1.1618 | 2.7781
VA | INSIG | MUNICIPAL | Shafer Donna L Residence | VAG401350 | 001 | 1.0326 | 3.261% | 0.00070038 | 0.00072322 | 18.6489 | 2.4932 | 14.959 | 39.9756 | 5.3443 | 32.066 | 30.4041 | 4.133 | 23.2747 | 18.6489 | 2.4932 | 14.959 | 41.0765 | 5.4915 | 32.9491 | 31.2414 | 4.2468 | 23.9157 | 25.8564 | 3.4567 | 41.4809 | 56.952 | 7.6139 | 91.3668 | 43.3158 | 5.8882 | 66.3175
VA | INSIG | MUNICIPAL | Shafer/Litten Residence | VAG401354 | 001 | 1.0326 | 3.261% | 0.00070038 | 0.00072322 | 18.6489 | 2.4932 | 14.959 | 39.9756 | 5.3443 | 32.066 | 27.5378 | 4.0782 | 19.8851 | 18.6489 | 2.4932 | 14.959 | 41.0765 | 5.4915 | 32.9491 | 28.2961 | 4.1905 | 20.4328 | 25.8564 | 3.4567 | 41.4809 | 56.952 | 7.6139 | 91.3668 | 39.2322 | 5.81 | 56.6594
VA | INSIG | MUNICIPAL | Shaffer Charles E Residence | VAG401901 | 001 | 1.0774 | 7.738% | 0.00070038 | 0.00075458 | 18.6489 | 2.4932 | 14.959 | 39.9756 | 5.3443 | 32.066 | 36.2207 | 3.8465 | 19.3761 | 18.6489 | 2.4932 | 14.959 | 42.8575 | 5.7296 | 34.3777 | 38.8319 | 4.1238 | 20.773 | 24.7819 | 3.3131 | 39.7571 | 56.952 | 7.6139 | 91.3668 | 51.6024 | 5.4799 | 55.209
VA | INSIG | MUNICIPAL | Shaffer Johnnie A and William A Residence | VAG408310 | 001 | 1.0774 | 7.738% | 0.00070038 | 0.00075458 | 18.6489 | 2.4932 | 14.959 | 39.9756 | 5.3443 | 32.066 | 40.5745 | 4.3014 | 27.547 | 18.6489 | 2.4932 | 14.959 | 42.8575 | 5.7296 | 34.3777 | 43.4997 | 4.6115 | 29.533 | 24.7819 | 3.3131 | 39.7571 | 56.952 | 7.6139 | 91.3668 | 57.8052 | 6.1281 | 78.4907
VA | INSIG | MUNICIPAL | Shank Joseph G III Residence | VAG408150 | 001 | 1.0674 | 6.737% | 0.00070038 | 0.00074757 | 18.6489 | 2.4932 | 14.959 | 39.9756 | 5.3443 | 32.066 | 22.3513 | 4.3524 | 24.9865 | 18.6489 | 2.4932 | 14.959 | 42.459 | 5.6763 | 34.058 | 23.7399 | 4.6228 | 26.5387 | 25.0145 | 3.3442 | 40.1303 | 56.952 | 7.6139 | 91.3668 | 31.8432 | 6.2007 | 71.1949
VA | INSIG | MUNICIPAL | Shank Robert L Jr and Laura M Residence | VAG401419 | 001 | 1.1137 | 11.37% | 0.00070038 | 0.00078004 | 18.6489 | 2.4932 | 14.959 | 39.9756 | 5.3443 | 32.066 | 33.6856 | 2.7382 | 9.6968 | 18.6489 | 2.4932 | 14.959 | 44.3037 | 5.923 | 35.5377 | 37.3327 | 3.0347 | 10.7467 | 23.973 | 3.2049 | 38.4593 | 56.952 | 7.6139 | 91.3668 | 47.9908 | 3.9011 | 27.6295
VA | INSIG | MUNICIPAL | Sharp Residence - Mike | VAG402112 | 001 | 1.0413 | 4.13% | 0.00070038 | 0.00072931 | 18.6489 | 2.4932 | 14.959 | 39.9756 | 5.3443 | 32.066 | 17.1116 | 1.9908 | 6.6892 | 18.6489 | 2.4932 | 14.959 | 41.4223 | 5.5377 | 33.2264 | 17.7308 | 2.0628 | 6.9313 | 25.6406 | 3.4279 | 41.1347 | 56.952 | 7.6139 | 91.3668 | 24.3783 | 2.8362 | 19.0598
VA | INSIG | MUNICIPAL | Sharp Roderick E Residence | VAG406006 | 001 | 0.99679 | -0.3212% | 0.00070038 | 0.00069813 | 18.6489 | 2.4932 | 14.959 | 39.9756 | 5.3443 | 32.066 | 24.6487 | 5.4454 | 21.7706 | 18.6489 | 2.4932 | 14.959 | 39.6515 | 5.301 | 31.806 | 24.4488 | 5.4012 | 21.5941 | 26.7857 | 3.581 | 42.9717 | 56.952 | 7.6139 | 91.3668 | 35.1162 | 7.7579 | 62.0318
VA | INSIG | MUNICIPAL | Shaw Robert Residence | VAG406315 | 001 | 1.083 | 8.299% | 0.00070038 | 0.00075851 | 18.6489 | 2.4932 | 14.959 | 39.9756 | 5.3443 | 32.066 | 21.8129 | 2.8315 | 3.7356 | 18.6489 | 2.4932 | 14.959 | 43.0804 | 5.7594 | 34.5564 | 23.507 | 3.0515 | 4.0257 | 24.6537 | 3.296 | 39.5515 | 56.952 | 7.6139 | 91.3668 | 31.0761 | 4.034 | 10.6439
VA | INSIG | MUNICIPAL | Shaw, Frank Residence | VAG401427 | 001 | 1.0326 | 3.261% | 0.00070038 | 0.00072322 | 18.6489 | 2.4932 | 14.959 | 39.9756 | 5.3443 | 32.066 | 39.6779 | 4.0782 | 19.8851 | 18.6489 | 2.4932 | 14.959 | 41.0765 | 5.4915 | 32.9491 | 40.7706 | 4.1905 | 20.4328 | 25.8564 | 3.4567 | 41.4809 | 56.952 | 7.6139 | 91.3668 | 56.5279 | 5.81 | 56.6594
VA | INSIG | MUNICIPAL | Shenandoah Animal Hospital | VAG401503 | 001 | 1.0326 | 3.261% | 0.00070038 | 0.00072322 | 18.6489 | 2.4932 | 14.959 | 39.9756 | 5.3443 | 32.066 | 39.6779 | 4.0782 | 19.8851 | 18.6489 | 2.4932 | 14.959 | 41.0765 | 5.4915 | 32.9491 | 40.7706 | 4.1905 | 20.4328 | 25.8564 | 3.4567 | 41.4809 | 56.952 | 7.6139 | 91.3668 | 56.5279 | 5.81 | 56.6594
VA | INSIG | MUNICIPAL | Shenandoah Baptist Church - Camp Eagle | VA0075451 | 001 | 1.0413 | 4.13% | 0.001751 | 0.0018233 | 18.6489 | 2.4932 | 14.959 | 99.939 | 13.3608 | 80.165 | 45.7486 | 8.8617 | 29.6351 | 18.6489 | 2.4932 | 14.959 | 103.5557 | 13.8443 | 83.066 | 47.4042 | 9.1824 | 30.7075 | 25.6406 | 3.4279 | 41.1347 | 142.3799 | 19.0347 | 228.417 | 65.1766 | 12.6249 | 84.4403
VA | INSIG | MUNICIPAL | Shenandoah Building Supply Inc Warehouse | VAG408128 | 001 | 1.084 | 8.401% | 0.00070038 | 0.00075922 | 18.6489 | 2.4932 | 14.959 | 39.9756 | 5.3443 | 32.066 | 21.9279 | 2.6218 | 8.5642 | 18.6489 | 2.4932 | 14.959 | 43.1211 | 5.7648 | 34.5891 | 23.6533 | 2.8281 | 9.2381 | 24.6305 | 3.2928 | 39.5141 | 56.952 | 7.6139 | 91.3668 | 31.24 | 3.7352 | 24.4024
VA | INSIG | MUNICIPAL | Shenandoah Crossing Expansion | VA0076678 | 001 | 1.0763 | 7.634% | 0.070038 | 0.075385 | 9.3743 | 1.2964 | 14.959 | 2009.4688 | 277.9053 | 3206.5992 | 1009.9396 | 130.4245 | 741.5435 | 9.3743 | 1.2964 | 14.959 | 2152.2523 | 297.6519 | 3434.4451 | 1081.7012 | 139.6919 | 794.2341 | 12.4693 | 1.7245 | 39.7956 | 2862.8264 | 395.9228 | 9136.68 | 1438.8289 | 185.8117 | 2112.9069
VA | INSIG | MUNICIPAL | Shenandoah Farms Grocery & Cafe | VAG401826 | 001 | 1.0774 | 7.738% | 0.00070038 | 0.00075458 | 18.6489 | 2.4932 | 14.959 | 39.9756 | 5.3443 | 32.066 | 37.9361 | 3.8465 | 19.3761 | 18.6489 | 2.4932 | 14.959 | 42.8575 | 5.7296 | 34.3777 | 40.671 | 4.1238 | 20.773 | 24.7819 | 3.3131 | 39.7571 | 56.952 | 7.6139 | 91.3668 | 54.0463 | 5.4799 | 55.209
VA | INSIG | MUNICIPAL | Shenandoah Gas Company | VAG401146 | 001 | 1.1137 | 11.37% | 0.00070038 | 0.00078004 | 18.6489 | 2.4932 | 14.959 | 39.9756 | 5.3443 | 32.066 | 26.7538 | 4.0831 | 18.1167 | 18.6489 | 2.4932 | 14.959 | 44.3037 | 5.923 | 35.5377 | 29.6504 | 4.5252 | 20.0782 | 23.973 | 3.2049 | 38.4593 | 56.952 | 7.6139 | 91.3668 | 38.1153 | 5.8171 | 51.6207
VA | INSIG | MUNICIPAL | Shenandoah STP | VA0023825 | 001 | 0.99286 | -0.7145% | 0.28015 | 0.27815 | 18.6489 | 2.4932 | 14.959 | 15990.2413 | 2137.7328 | 12826.3968 | 12406.1896 | 1701.0091 | 6893.907 | 18.6489 | 2.4932 | 14.959 | 15798.0125 | 2112.0338 | 12672.2025 | 12257.0469 | 1680.5602 | 6811.031 | 26.8918 | 3.5952 | 43.1419 | 22780.7888 | 3045.56 | 36546.72 | 17674.7041 | 2423.3737 | 19643.0606
VA | INSIG | MUNICIPAL | Shenk Leroy Jr Residence | VAG408282 | 001 | 0.99286 | -0.7145% | 0.00070038 | 0.00069538 | 18.6489 | 2.4932 | 14.959 | 39.9756 | 5.3443 | 32.066 | 34.781 | 4.2575 | 21.0319 | 18.6489 | 2.4932 | 14.959 | 39.495 | 5.2801 | 31.6805 | 34.3629 | 4.2063 | 20.7791 | 26.8918 | 3.5952 | 43.1419 | 56.952 | 7.6139 | 91.3668 | 49.5514 | 6.0655 | 59.9269
VA | INSIG | MUNICIPAL | Sherwood Walter Estate | VAG401562 | 001 | 1.0326 | 3.261% | 0.00070038 | 0.00072322 | 18.6489 | 2.4932 | 14.959 | 39.9756 | 5.3443 | 32.066 | 27.0012 | 2.9257 | 12.7111 | 18.6489 | 2.4932 | 14.959 | 41.0765 | 5.4915 | 32.9491 | 27.7448 | 3.0063 | 13.0611 | 25.8564 | 3.4567 | 41.4809 | 56.952 | 7.6139 | 91.3668 | 38.4677 | 4.1682 | 36.2181
VA | INSIG | MUNICIPAL | Shifflett A Owen and Doris C | VAG401364 | 001 | 1.0674 | 6.737% | 0.00070038 | 0.00074757 | 18.6489 | 2.4932 | 14.959 | 39.9756 | 5.3443 | 32.066 | 26.2607 | 4.2525 | 17.2348 | 18.6489 | 2.4932 | 14.959 | 42.459 | 5.6763 | 34.058 | 27.8921 | 4.5167 | 18.3054 | 25.0145 | 3.3442 | 40.1303 | 56.952 | 7.6139 | 91.3668 | 37.4128 | 6.0584 | 49.1077
VA | INSIG | MUNICIPAL | Shifflett Erik C Residence | VAG408149 | 001 | 1.0674 | 6.737% | 0.00070038 | 0.00074757 | 18.6489 | 2.4932 | 14.959 | 39.9756 | 5.3443 | 32.066 | 26.2607 | 4.2525 | 17.2348 | 18.6489 | 2.4932 | 14.959 | 42.459 | 5.6763 | 34.058 | 27.8921 | 4.5167 | 18.3054 | 25.0145 | 3.3442 | 40.1303 | 56.952 | 7.6139 | 91.3668 | 37.4128 | 6.0584 | 49.1077
VA | INSIG | MUNICIPAL | Shifflett Kimberly Residence | VAG408073 | 001 | 1.0674 | 6.737% | 0.00070038 | 0.00074757 | 18.6489 | 2.4932 | 14.959 | 39.9756 | 5.3443 | 32.066 | 31.0155 | 4.2525 | 17.2348 | 18.6489 | 2.4932 | 14.959 | 42.459 | 5.6763 | 34.058 | 32.9422 | 4.5167 | 18.3054 | 25.0145 | 3.3442 | 40.1303 | 56.952 | 7.6139 | 91.3668 | 44.1868 | 6.0584 | 49.1077
VA | INSIG | MUNICIPAL | Shifflett Stephen E and Cynthia J Residence | VAG408339 | 001 | 1.0674 | 6.737% | 0.00070038 | 0.00074757 | 18.6489 | 2.4932 | 14.959 | 39.9756 | 5.3443 | 32.066 | 26.8477 | 4.3524 | 24.9865 | 18.6489 | 2.4932 | 14.959 | 42.459 | 5.6763 | 34.058 | 28.5156 | 4.6228 | 26.5387 | 25.0145 | 3.3442 | 40.1303 | 56.952 | 7.6139 | 91.3668 | 38.2491 | 6.2007 | 71.1949
VA | INSIG | MUNICIPAL | Shifflett, Frederick W. & Laura N. Residence | VAG401954 | 001 | 1.1137 | 11.37% | 0.00070038 | 0.00078004 | 18.6489 | 2.4932 | 14.959 | 39.9756 | 5.3443 | 32.066 | 26.914 | 2.7382 | 9.6968 | 18.6489 | 2.4932 | 14.959 | 44.3037 | 5.923 | 35.5377 | 29.8279 | 3.0347 | 10.7467 | 23.973 | 3.2049 | 38.4593 | 56.952 | 7.6139 | 91.3668 | 38.3435 | 3.9011 | 27.6295
VA | INSIG | MUNICIPAL | Shifflett, Shirley T Residence | VAG401152 | 001 | 1.1137 | 11.37% | 0.00070038 | 0.00078004 | 18.6489 | 2.4932 | 14.959 | 39.9756 | 5.3443 | 32.066 | 13.2569 | 0.81642 | 1.583 | 18.6489 | 2.4932 | 14.959 | 44.3037 | 5.923 | 35.5377 | 14.6922 | 0.90481 | 1.7544 | 23.973 | 3.2049 | 38.4593 | 56.952 | 7.6139 | 91.3668 | 18.8867 | 1.1631 | 4.5106
VA | INSIG | MUNICIPAL | Shiley Robert L Residence | VAG401539 | 001 | 1.1137 | 11.37% | 0.00070038 | 0.00078004 | 18.6489 | 2.4932 | 14.959 | 39.9756 | 5.3443 | 32.066 | 28.2621 | 3.6122 | 15.795 | 18.6489 | 2.4932 | 14.959 | 44.3037 | 5.923 | 35.5377 | 31.322 | 4.0033 | 17.5051 | 23.973 | 3.2049 | 38.4593 | 56.952 | 7.6139 | 91.3668 | 40.2641 | 5.1462 | 45.0053
VA | INSIG | MUNICIPAL | Shillelagh Estates | VA0091758 | 001 | 1.1155 | 11.55% | 0.0028015 | 0.003125 | 18.6489 | 2.4932 | 14.959 | 159.9024 | 21.3773 | 128.264 | 146.0685 | 20.5014 | 38.8052 | 18.6489 | 2.4932 | 14.959 | 177.49 | 23.7286 | 142.3717 | 162.1345 | 22.7563 | 43.0734 | 23.9358 | 3.2 | 38.3997 | 227.8079 | 30.4556 | 365.4672 | 208.0991 | 29.2077 | 110.5691
VA | INSIG | MUNICIPAL | Shipe Chad M and Jessica G Residence | VAG408174 | 001 | 1.0674 | 6.737% | 0.00070038 | 0.00074757 | 18.6489 | 2.4932 | 14.959 | 39.9756 | 5.3443 | 32.066 | 29.2365 | 4.3524 | 24.9865 | 18.6489 | 2.4932 | 14.959 | 42.459 | 5.6763 | 34.058 | 31.0527 | 4.6228 | 26.5387 | 25.0145 | 3.3442 | 40.1303 | 56.952 | 7.6139 | 91.3668 | 41.6523 | 6.2007 | 71.1949
VA | INSIG | MUNICIPAL | Shipe Justin D Residence | VAG401958 | 001 | 1.0674 | 6.737% | 0.00070038 | 0.00074757 | 18.6489 | 2.4932 | 14.959 | 39.9756 | 5.3443 | 32.066 | 28.4413 | 4.2427 | 24.1306 | 18.6489 | 2.4932 | 14.959 | 42.459 | 5.6763 | 34.058 | 30.2081 | 4.5063 | 25.6297 | 25.0145 | 3.3442 | 40.1303 | 56.952 | 7.6139 | 91.3668 | 40.5193 | 6.0444 | 68.7562
VA | INSIG | MUNICIPAL | Shiplett Thomas B and Addie J Residence | VAG408354 | 001 | 1.0674 | 6.737% | 0.00070038 | 0.00074757 | 18.6489 | 2.4932 | 14.959 | 39.9756 | 5.3443 | 32.066 | 20.53 | 4.3595 | 27.5452 | 18.6489 | 2.4932 | 14.959 | 42.459 | 5.6763 | 34.058 | 21.8054 | 4.6304 | 29.2564 | 25.0145 | 3.3442 | 40.1303 | 56.952 | 7.6139 | 91.3668 | 29.2485 | 6.2109 | 78.4857
VA | INSIG | MUNICIPAL | Shirkey John and Vanessa Residence | VAG408274 | 001 | 1.0674 | 6.737% | 0.00070038 | 0.00074757 | 18.6489 | 2.4932 | 14.959 | 39.9756 | 5.3443 | 32.066 | 21.448 | 4.1451 | 20.8048 | 18.6489 | 2.4932 | 14.959 | 42.459 | 5.6763 | 34.058 | 22.7804 | 4.4026 | 22.0972 | 25.0145 | 3.3442 | 40.1303 | 56.952 | 7.6139 | 91.3668 | 30.5563 | 5.9054 | 59.2797
VA | INSIG | MUNICIPAL | Shockley Melinda Residence | VAG406239 | 001 | 1.1098 | 10.98% | 0.00070038 | 0.0007773 | 18.6489 | 2.4932 | 14.959 | 39.9756 | 5.3443 | 32.066 | 25.2053 | 5.2832 | 22.9886 | 18.6489 | 2.4932 | 14.959 | 44.1477 | 5.9021 | 35.4126 | 27.8359 | 5.8346 | 25.3878 | 24.0577 | 3.2163 | 38.5952 | 56.952 | 7.6139 | 91.3668 | 35.9092 | 7.5268 | 65.5023
VA | INSIG | MUNICIPAL | Shoemaker, Leonard Residence | VAG401182 | 001 | 1.0674 | 6.737% | 0.00070038 | 0.00074757 | 18.6489 | 2.4932 | 14.959 | 39.9756 | 5.3443 | 32.066 | 19.6854 | 3.1938 | 11.9024 | 18.6489 | 2.4932 | 14.959 | 42.459 | 5.6763 | 34.058 | 20.9083 | 3.3923 | 12.6418 | 25.0145 | 3.3442 | 40.1303 | 56.952 | 7.6139 | 91.3668 | 28.0452 | 4.5502 | 33.9139
VA | INSIG | MUNICIPAL | Shook, Charles Residence | VAG401825 | 001 | 1.0674 | 6.737% | 0.00070038 | 0.00074757 | 18.6489 | 2.4932 | 14.959 | 39.9756 | 5.3443 | 32.066 | 30.7154 | 4.3524 | 24.9865 | 18.6489 | 2.4932 | 14.959 | 42.459 | 5.6763 | 34.058 | 32.6235 | 4.6228 | 26.5387 | 25.0145 | 3.3442 | 40.1303 | 56.952 | 7.6139 | 91.3668 | 43.7592 | 6.2007 | 71.1949
VA | INSIG | MUNICIPAL | Shortell, Steven Residence | VAG401471 | 001 | 1.0674 | 6.737% | 0.00070038 | 0.00074757 | 18.6489 | 2.4932 | 14.959 | 39.9756 | 5.3443 | 32.066 | 27.2385 | 4.2525 | 17.2348 | 18.6489 | 2.4932 | 14.959 | 42.459 | 5.6763 | 34.058 | 28.9306 | 4.5167 | 18.3054 | 25.0145 | 3.3442 | 40.1303 | 56.952 | 7.6139 | 91.3668 | 38.8058 | 6.0584 | 49.1077
VA | INSIG | MUNICIPAL | Showalter Joseph D Jr Residence | VAG408060 | 001 | 1.0674 | 6.737% | 0.00070038 | 0.00074757 | 18.6489 | 2.4932 | 14.959 | 39.9756 | 5.3443 | 32.066 | 28.45 | 4.3524 | 24.9865 | 18.6489 | 2.4932 | 14.959 | 42.459 | 5.6763 | 34.058 | 30.2174 | 4.6228 | 26.5387 | 25.0145 | 3.3442 | 40.1303 | 56.952 | 7.6139 | 91.3668 | 40.5319 | 6.2007 | 71.1949
VA | INSIG | MUNICIPAL | Showalter Lena B Residence | VAG401889 | 001 | 1.0674 | 6.737% | 0.00070038 | 0.00074757 | 18.6489 | 2.4932 | 14.959 | 39.9756 | 5.3443 | 32.066 | 28.45 | 4.3524 | 24.9865 | 18.6489 | 2.4932 | 14.959 | 42.459 | 5.6763 | 34.058 | 30.2174 | 4.6228 | 26.5387 | 25.0145 | 3.3442 | 40.1303 | 56.952 | 7.6139 | 91.3668 | 40.5319 | 6.2007 | 71.1949
VA | INSIG | MUNICIPAL | Showalter Timothy and Marjorie Residence | VAG408101 | 001 | 1.0674 | 6.737% | 0.00070038 | 0.00074757 | 18.6489 | 2.4932 | 14.959 | 39.9756 | 5.3443 | 32.066 | 21.448 | 4.1451 | 20.8048 | 18.6489 | 2.4932 | 14.959 | 42.459 | 5.6763 | 34.058 | 22.7804 | 4.4026 | 22.0972 | 25.0145 | 3.3442 | 40.1303 | 56.952 | 7.6139 | 91.3668 | 30.5563 | 5.9054 | 59.2797
VA | INSIG | MUNICIPAL | Shrine Mont STP | VA0028401 | 001 | 1.0326 | 3.261% | 0.027315 | 0.028206 | 18.6489 | 2.4932 | 14.959 | 1559.0485 | 208.4289 | 1250.5737 | 847.9587 | 62.1179 | 156.6272 | 18.6489 | 2.4932 | 14.959 | 1601.9835 | 214.1689 | 1285.0135 | 871.3108 | 63.8286 | 160.9406 | 25.8564 | 3.4567 | 41.4809 | 2221.1269 | 296.9421 | 3563.3052 | 1208.0598 | 88.4974 | 446.2837
VA | INSIG | MUNICIPAL | Shull Stephen W Residence | VAG408223 | 001 | 1.0478 | 4.78% | 0.00070038 | 0.00073386 | 18.6489 | 2.4932 | 14.959 | 39.9756 | 5.3443 | 32.066 | 15.9635 | 4.3104 | 23.5941 | 18.6489 | 2.4932 | 14.959 | 41.6808 | 5.5723 | 33.4338 | 16.6444 | 4.4943 | 24.6005 | 25.4816 | 3.4066 | 40.8796 | 56.952 | 7.6139 | 91.3668 | 22.7426 | 6.1409 | 67.2275
VA | INSIG | MUNICIPAL | Siddiqui Assadullah Residence | VAG406475 | 001 | 1.0658 | 6.585% | 0.00070038 | 0.0007465 | 18.6489 | 2.4932 | 14.959 | 39.9756 | 5.3443 | 32.066 | 28.1632 | 2.738 | 4.3654 | 18.6489 | 2.4932 | 14.959 | 42.3986 | 5.6683 | 34.0096 | 29.8703 | 2.904 | 4.63 | 25.0502 | 3.349 | 40.1874 | 56.952 | 7.6139 | 91.3668 | 40.1233 | 3.9008 | 12.4385
VA | INSIG | MUNICIPAL | Sign Post Estates WWTP | VA0079057 | 001 | 1.0598 | 5.982% | 0.0050428 | 0.0053444 | 18.6489 | 2.4932 | 14.959 | 287.8243 | 38.4792 | 230.8751 | 212.7357 | 13.8278 | 15.1824 | 18.6489 | 2.4932 | 14.959 | 303.5441 | 40.5808 | 243.4846 | 224.3544 | 14.583 | 16.0116 | 25.1926 | 3.368 | 40.4159 | 410.0542 | 54.8201 | 657.841 | 303.0777 | 19.7 | 43.2598
VA | INSIG | MUNICIPAL | Sikes Denise S Residence | VAG404242 | 001 | 1.0779 | 7.791% | 0.00070038 | 0.00075495 | 18.6489 | 2.4932 | 14.959 | 39.9756 | 5.3443 | 32.066 | 21.7947 | 1.5935 | 2.6967 | 18.6489 | 2.4932 | 14.959 | 42.8784 | 5.7324 | 34.3945 | 23.3773 | 1.7092 | 2.8925 | 24.7698 | 3.3115 | 39.7377 | 56.952 | 7.6139 | 91.3668 | 31.0502 | 2.2702 | 7.6837
VA | INSIG | MUNICIPAL | Silent View LLC Residence | VAG401484 | 001 | 1.1137 | 11.37% | 0.00070038 | 0.00078004 | 18.6489 | 2.4932 | 14.959 | 39.9756 | 5.3443 | 32.066 | 33.3572 | 3.7293 | 17.5855 | 18.6489 | 2.4932 | 14.959 | 44.3037 | 5.923 | 35.5377 | 36.9688 | 4.1331 | 19.4895 | 23.973 | 3.2049 | 38.4593 | 56.952 | 7.6139 | 91.3668 | 47.523 | 5.3131 | 50.1071
VA | INSIG | MUNICIPAL | Simmons Nelson K Residence | VAG408082 | 001 | 1.0674 | 6.737% | 0.00070038 | 0.00074757 | 18.6489 | 2.4932 | 14.959 | 39.9756 | 5.3443 | 32.066 | 18.539 | 4.1451 | 20.8048 | 18.6489 | 2.4932 | 14.959 | 42.459 | 5.6763 | 34.058 | 19.6907 | 4.4026 | 22.0972 | 25.0145 | 3.3442 | 40.1303 | 56.952 | 7.6139 | 91.3668 | 26.4119 | 5.9054 | 59.2797
VA | INSIG | MUNICIPAL | Simmons Wilton Residence | VAG408202 | 001 | 0.9657 | -3.43% | 0.00070038 | 0.00067636 | 18.6489 | 2.4932 | 14.959 | 39.9756 | 5.3443 | 32.066 | 24.6603 | 4.1642 | 19.3877 | 18.6489 | 2.4932 | 14.959 | 38.415 | 5.1357 | 30.8141 | 23.6976 | 4.0016 | 18.6308 | 27.6479 | 3.6962 | 44.3549 | 56.952 | 7.6139 | 91.3668 | 35.1328 | 5.9326 | 55.2421
VA | INSIG | MUNICIPAL | Simmons, Edgar B. and Kathy T. Residence | VAG408095 | 001 | 1.0674 | 6.737% | 0.00070038 | 0.00074757 | 18.6489 | 2.4932 | 14.959 | 39.9756 | 5.3443 | 32.066 | 20.5106 | 4.1451 | 20.8048 | 18.6489 | 2.4932 | 14.959 | 42.459 | 5.6763 | 34.058 | 21.7848 | 4.4026 | 22.0972 | 25.0145 | 3.3442 | 40.1303 | 56.952 | 7.6139 | 91.3668 | 29.2208 | 5.9054 | 59.2797
VA | INSIG | MUNICIPAL | Simpson Andrew W residence | VAG401061 | 001 | 1.0326 | 3.261% | 0.00070038 | 0.00072322 | 18.6489 | 2.4932 | 14.959 | 39.9756 | 5.3443 | 32.066 | 34.8731 | 4.0782 | 19.8851 | 18.6489 | 2.4932 | 14.959 | 41.0765 | 5.4915 | 32.9491 | 35.8335 | 4.1905 | 20.4328 | 25.8564 | 3.4567 | 41.4809 | 56.952 | 7.6139 | 91.3668 | 49.6826 | 5.81 | 56.6594
VA | INSIG | MUNICIPAL | Sine Wayne A Residence | VAG401100 | 001 | 1.0326 | 3.261% | 0.00070038 | 0.00072322 | 18.6489 | 2.4932 | 14.959 | 39.9756 | 5.3443 | 32.066 | 34.4323 | 4.0782 | 19.8851 | 18.6489 | 2.4932 | 14.959 | 41.0765 | 5.4915 | 32.9491 | 35.3806 | 4.1905 | 20.4328 | 25.8564 | 3.4567 | 41.4809 | 56.952 | 7.6139 | 91.3668 | 49.0546 | 5.81 | 56.6594
VA | INSIG | MUNICIPAL | Sites, Jodie M. Residence | VAG408371 | 001 | 1.0674 | 6.737% | 0.00070038 | 0.00074757 | 18.6489 | 2.4932 | 14.959 | 39.9756 | 5.3443 | 32.066 | 18.9253 | 4.1451 | 20.8048 | 18.6489 | 2.4932 | 14.959 | 42.459 | 5.6763 | 34.058 | 20.101 | 4.4026 | 22.0972 | 25.0145 | 3.3442 | 40.1303 | 56.952 | 7.6139 | 91.3668 | 26.9623 | 5.9054 | 59.2797
VA | INSIG | MUNICIPAL | Six O Five Village MHP STP | VA0090140 | 001 | 1.0763 | 7.634% | 0.028015 | 0.030154 | 18.6489 | 2.4932 | 14.959 | 1599.0241 | 213.7733 | 1282.6397 | 741.5924 | 100.3266 | 296.6174 | 18.6489 | 2.4932 | 14.959 | 1712.6433 | 228.963 | 1373.7781 | 794.2865 | 107.4553 | 317.6936 | 24.8059 | 3.3163 | 39.7956 | 2278.0789 | 304.556 | 3654.672 | 1056.5232 | 142.9321 | 845.1628
VA | INSIG | MUNICIPAL | Skyland Developed Area | VA0024422 | 001 | 0.99286 | -0.7145% | 0.049027 | 0.048677 | 18.6489 | 2.4932 | 14.959 | 2798.2922 | 374.1032 | 2244.6194 | 1720.113 | 215.5871 | 1541.1032 | 18.6489 | 2.4932 | 14.959 | 2764.6522 | 369.6059 | 2217.6354 | 1699.4344 | 212.9954 | 1522.5767 | 26.8918 | 3.5952 | 43.1419 | 3986.638 | 532.973 | 6395.676 | 2450.5904 | 307.14 | 4391.1216
VA | INSIG | MUNICIPAL | Skyline Resort | VA0075183 | 001 | 1.0774 | 7.738% | 0.0070038 | 0.0075458 | 18.6489 | 2.4932 | 14.959 | 399.756 | 53.4433 | 320.6599 | 312.6785 | 37.5705 | 197.7622 | 18.6489 | 2.4932 | 14.959 | 428.5755 | 57.2962 | 343.7771 | 335.2203 | 40.2791 | 212.0194 | 24.7819 | 3.3131 | 39.7571 | 569.5197 | 76.139 | 913.668 | 445.4631 | 53.5255 | 563.4912
VA | INSIG | MUNICIPAL | Skyline Swannanoa | VA0028037 | 001 | 1.0478 | 4.78% | 0.10506 | 0.11008 | 18.6489 | 2.4932 | 14.959 | 5996.3405 | 801.6498 | 4809.8988 | 3596.0804 | 646.2207 | 3496.8261 | 18.6489 | 2.4932 | 14.959 | 6252.1147 | 835.8442 | 5015.0653 | 3749.4714 | 673.7853 | 3645.9833 | 25.4816 | 3.4066 | 40.8796 | 8542.7958 | 1142.085 | 13705.02 | 5123.2215 | 920.6501 | 9963.634
VA | INSIG | MUNICIPAL | Slagle Eddie L Residence | VAG407270 | 001 | 1.0094 | 0.9385% | 0.00070038 | 0.00070696 | 18.6489 | 2.4932 | 14.959 | 39.9756 | 5.3443 | 32.066 | 22.824 | 2.4009 | 4.8978 | 18.6489 | 2.4932 | 14.959 | 40.1526 | 5.368 | 32.208 | 22.925 | 2.4116 | 4.9194 | 26.4514 | 3.5363 | 42.4354 | 56.952 | 7.6139 | 91.3668 | 32.5166 | 3.4205 | 13.9553
VA | INSIG | MUNICIPAL | Smallwood Wallace B Residence | VAG401202 | 001 | 1.1137 | 11.37% | 0.00070038 | 0.00078004 | 18.6489 | 2.4932 | 14.959 | 39.9756 | 5.3443 | 32.066 | 30.8866 | 2.7382 | 9.6968 | 18.6489 | 2.4932 | 14.959 | 44.3037 | 5.923 | 35.5377 | 34.2306 | 3.0347 | 10.7467 | 23.973 | 3.2049 | 38.4593 | 56.952 | 7.6139 | 91.3668 | 44.0031 | 3.9011 | 27.6295
VA | INSIG | MUNICIPAL | Smelser Jeffrey T Residence | VAG406269 | 001 | 1.083 | 8.299% | 0.00070038 | 0.00075851 | 18.6489 | 2.4932 | 14.959 | 39.9756 | 5.3443 | 32.066 | 22.5338 | 2.6591 | 2.3285 | 18.6489 | 2.4932 | 14.959 | 43.0804 | 5.7594 | 34.5564 | 24.2839 | 2.8657 | 2.5093 | 24.6537 | 3.296 | 39.5515 | 56.952 | 7.6139 | 91.3668 | 32.1031 | 3.7884 | 6.6347
VA | INSIG | MUNICIPAL | Smiley Donald Residence | VAG408230 | 001 | 1.0674 | 6.737% | 0.00070038 | 0.00074757 | 18.6489 | 2.4932 | 14.959 | 39.9756 | 5.3443 | 32.066 | 20.2736 | 3.1938 | 11.9024 | 18.6489 | 2.4932 | 14.959 | 42.459 | 5.6763 | 34.058 | 21.5331 | 3.3923 | 12.6418 | 25.0145 | 3.3442 | 40.1303 | 56.952 | 7.6139 | 91.3668 | 28.8832 | 4.5502 | 33.9139
VA | INSIG | MUNICIPAL | Smith Catherine J Residence - Tax Map 63 Parcel 13 | VAG406287 | 001 | 1.1098 | 10.98% | 0.00070038 | 0.0007773 | 18.6489 | 2.4932 | 14.959 | 39.9756 | 5.3443 | 32.066 | 28.2905 | 4.7953 | 19.883 | 18.6489 | 2.4932 | 14.959 | 44.1477 | 5.9021 | 35.4126 | 31.243 | 5.2958 | 21.9581 | 24.0577 | 3.2163 | 38.5952 | 56.952 | 7.6139 | 91.3668 | 40.3045 | 6.8318 | 56.6533
VA | INSIG | MUNICIPAL | Smith Daron R - Residence | VAG406101 | 001 | 1.147 | 14.7% | 0.00070038 | 0.00080337 | 18.6489 | 2.4932 | 14.959 | 39.9756 | 5.3443 | 32.066 | 28.1381 | 3.5208 | 16.7081 | 18.6489 | 2.4932 | 14.959 | 45.6287 | 6.1001 | 36.6005 | 32.1172 | 4.0186 | 19.0709 | 23.2769 | 3.1119 | 37.3426 | 56.952 | 7.6139 | 91.3668 | 40.0875 | 5.0159 | 47.6071
VA | INSIG | MUNICIPAL | Smith Della Dyer Residence | VAG406189 | 001 | 0.99679 | -0.3212% | 0.00070038 | 0.00069813 | 18.6489 | 2.4932 | 14.959 | 39.9756 | 5.3443 | 32.066 | 24.6487 | 5.4454 | 21.7706 | 18.6489 | 2.4932 | 14.959 | 39.6515 | 5.301 | 31.806 | 24.4488 | 5.4012 | 21.5941 | 26.7857 | 3.581 | 42.9717 | 56.952 | 7.6139 | 91.3668 | 35.1162 | 7.7579 | 62.0318
VA | INSIG | MUNICIPAL | Smith Estate Property | VAG406286 | 001 | 1.1098 | 10.98% | 0.00070038 | 0.0007773 | 18.6489 | 2.4932 | 14.959 | 39.9756 | 5.3443 | 32.066 | 28.2905 | 4.7953 | 19.883 | 18.6489 | 2.4932 | 14.959 | 44.1477 | 5.9021 | 35.4126 | 31.243 | 5.2958 | 21.9581 | 24.0577 | 3.2163 | 38.5952 | 56.952 | 7.6139 | 91.3668 | 40.3045 | 6.8318 | 56.6533
VA | INSIG | MUNICIPAL | Smith Glen Adam Residence | VAG401151 | 001 | 1.1137 | 11.37% | 0.00070038 | 0.00078004 | 18.6489 | 2.4932 | 14.959 | 39.9756 | 5.3443 | 32.066 | 16.3542 | 0.42691 | 0.79397 | 18.6489 | 2.4932 | 14.959 | 44.3037 | 5.923 | 35.5377 | 18.1249 | 0.47313 | 0.87993 | 23.973 | 3.2049 | 38.4593 | 56.952 | 7.6139 | 91.3668 | 23.2994 | 0.60821 | 2.2623
VA | INSIG | MUNICIPAL | Smith Mark and Julie Residence | VAG408294 | 001 | 1.0674 | 6.737% | 0.00070038 | 0.00074757 | 18.6489 | 2.4932 | 14.959 | 39.9756 | 5.3443 | 32.066 | 22.5959 | 4.3524 | 24.9865 | 18.6489 | 2.4932 | 14.959 | 42.459 | 5.6763 | 34.058 | 23.9996 | 4.6228 | 26.5387 | 25.0145 | 3.3442 | 40.1303 | 56.952 | 7.6139 | 91.3668 | 32.1916 | 6.2007 | 71.1949
VA | INSIG | MUNICIPAL | Smith Midland Incorporated | VA0084298 | 001 | 1.1396 | 13.96% | 0.0010506 | 0.0011972 | 18.6489 | 2.4932 | 14.959 | 59.9634 | 8.0165 | 48.099 | 18.3905 | 4.209 | 5.5138 | 18.6489 | 2.4932 | 14.959 | 67.9977 | 9.0906 | 54.5436 | 20.8546 | 4.773 | 6.2526 | 23.4293 | 3.1323 | 37.5871 | 85.428 | 11.4208 | 137.0502 | 26.2004 | 5.9965 | 15.7106
VA | INSIG | MUNICIPAL | Smith Steven D Residence | VAG406086 | 001 | 1.147 | 14.7% | 0.00070038 | 0.00080337 | 18.6489 | 2.4932 | 14.959 | 39.9756 | 5.3443 | 32.066 | 22.5355 | 2.4654 | 5.9895 | 18.6489 | 2.4932 | 14.959 | 45.6287 | 6.1001 | 36.6005 | 25.7223 | 2.814 | 6.8365 | 23.2769 | 3.1119 | 37.3426 | 56.952 | 7.6139 | 91.3668 | 32.1057 | 3.5124 | 17.0661
VA | INSIG | MUNICIPAL | Smith Timothy C and Stacey M Residence | VAG401722 | 001 | 1.0326 | 3.261% | 0.00070038 | 0.00072322 | 18.6489 | 2.4932 | 14.959 | 39.9756 | 5.3443 | 32.066 | 27.5378 | 4.0782 | 19.8851 | 18.6489 | 2.4932 | 14.959 | 41.0765 | 5.4915 | 32.9491 | 28.2961 | 4.1905 | 20.4328 | 25.8564 | 3.4567 | 41.4809 | 56.952 | 7.6139 | 91.3668 | 39.2322 | 5.81 | 56.6594
VA | INSIG | MUNICIPAL | Smith Uriah C Residence | VAG408358 | 001 | 1.0674 | 6.737% | 0.00070038 | 0.00074757 | 18.6489 | 2.4932 | 14.959 | 39.9756 | 5.3443 | 32.066 | 19.3551 | 4.3524 | 24.9865 | 18.6489 | 2.4932 | 14.959 | 42.459 | 5.6763 | 34.058 | 20.5575 | 4.6228 | 26.5387 | 25.0145 | 3.3442 | 40.1303 | 56.952 | 7.6139 | 91.3668 | 27.5746 | 6.2007 | 71.1949
VA | INSIG | MUNICIPAL | Smith, John & Priscilla Residence | VAG401168 | 001 | 1.0774 | 7.738% | 0.00070038 | 0.00075458 | 18.6489 | 2.4932 | 14.959 | 39.9756 | 5.3443 | 32.066 | 35.5445 | 3.8465 | 19.3761 | 18.6489 | 2.4932 | 14.959 | 42.8575 | 5.7296 | 34.3777 | 38.107 | 4.1238 | 20.773 | 24.7819 | 3.3131 | 39.7571 | 56.952 | 7.6139 | 91.3668 | 50.6391 | 5.4799 | 55.209
VA | INSIG | MUNICIPAL | Smoot, Paul M Residence | VAG401849 | 001 | 1.0326 | 3.261% | 0.00070038 | 0.00072322 | 18.6489 | 2.4932 | 14.959 | 39.9756 | 5.3443 | 32.066 | 36.7059 | 4.0782 | 19.8851 | 18.6489 | 2.4932 | 14.959 | 41.0765 | 5.4915 | 32.9491 | 37.7167 | 4.1905 | 20.4328 | 25.8564 | 3.4567 | 41.4809 | 56.952 | 7.6139 | 91.3668 | 52.2937 | 5.81 | 56.6594
VA | INSIG | MUNICIPAL | Snapp Frederick and Barbara Residence | VAG401380 | 001 | 1.1137 | 11.37% | 0.00070038 | 0.00078004 | 18.6489 | 2.4932 | 14.959 | 39.9756 | 5.3443 | 32.066 | 15.5047 | 1.8877 | 6.843 | 18.6489 | 2.4932 | 14.959 | 44.3037 | 5.923 | 35.5377 | 17.1834 | 2.092 | 7.5839 | 23.973 | 3.2049 | 38.4593 | 56.952 | 7.6139 | 91.3668 | 22.0891 | 2.6893 | 19.498
VA | INSIG | MUNICIPAL | Snapp Michael & Stacy Residence | VAG401010 | 001 | 1.1137 | 11.37% | 0.00070038 | 0.00078004 | 18.6489 | 2.4932 | 14.959 | 39.9756 | 5.3443 | 32.066 | 27.1549 | 2.7382 | 9.6968 | 18.6489 | 2.4932 | 14.959 | 44.3037 | 5.923 | 35.5377 | 30.0949 | 3.0347 | 10.7467 | 23.973 | 3.2049 | 38.4593 | 56.952 | 7.6139 | 91.3668 | 38.6867 | 3.9011 | 27.6295
VA | INSIG | MUNICIPAL | Snead Tom and Carol Residence | VAG408011 | 001 | 0.99879 | -0.1206% | 0.00070038 | 0.00069954 | 18.6489 | 2.4932 | 14.959 | 39.9756 | 5.3443 | 32.066 | 23.0606 | 3.2185 | 11.2673 | 18.6489 | 2.4932 | 14.959 | 39.7313 | 5.3117 | 31.87 | 22.9196 | 3.1988 | 11.1985 | 26.7319 | 3.5738 | 42.8854 | 56.952 | 7.6139 | 91.3668 | 32.8537 | 4.5852 | 32.1044
VA | INSIG | MUNICIPAL | Snuffin William Jr Residence | VAG401103 | 001 | 1.0674 | 6.737% | 0.00070038 | 0.00074757 | 18.6489 | 2.4932 | 14.959 | 39.9756 | 5.3443 | 32.066 | 26.909 | 4.2516 | 23.8717 | 18.6489 | 2.4932 | 14.959 | 42.459 | 5.6763 | 34.058 | 28.5807 | 4.5157 | 25.3547 | 25.0145 | 3.3442 | 40.1303 | 56.952 | 7.6139 | 91.3668 | 38.3364 | 6.0571 | 68.0185
VA | INSIG | MUNICIPAL | Somers Donald Keith Eva Mae Residence | VAG402005 | 001 | 1.0413 | 4.13% | 0.00070038 | 0.00072931 | 18.6489 | 2.4932 | 14.959 | 39.9756 | 5.3443 | 32.066 | 19.3103 | 3.675 | 14.0404 | 18.6489 | 2.4932 | 14.959 | 41.4223 | 5.5377 | 33.2264 | 20.0091 | 3.808 | 14.5485 | 25.6406 | 3.4279 | 41.1347 | 56.952 | 7.6139 | 91.3668 | 27.5108 | 5.2357 | 40.0059
VA | INSIG | MUNICIPAL | Sours Christopher Residence | VAG408289 | 001 | 0.99286 | -0.7145% | 0.00070038 | 0.00069538 | 18.6489 | 2.4932 | 14.959 | 39.9756 | 5.3443 | 32.066 | 31.718 | 3.6686 | 21.5238 | 18.6489 | 2.4932 | 14.959 | 39.495 | 5.2801 | 31.6805 | 31.3367 | 3.6245 | 21.2651 | 26.8918 | 3.5952 | 43.1419 | 56.952 | 7.6139 | 91.3668 | 45.1876 | 5.2266 | 61.3286
VA | INSIG | MUNICIPAL | Spaid, Larry & Shirley Residence | VAG401187 | 001 | 1.1137 | 11.37% | 0.00070038 | 0.00078004 | 18.6489 | 2.4932 | 14.959 | 39.9756 | 5.3443 | 32.066 | 34.4228 | 2.7382 | 9.6968 | 18.6489 | 2.4932 | 14.959 | 44.3037 | 5.923 | 35.5377 | 38.1497 | 3.0347 | 10.7467 | 23.973 | 3.2049 | 38.4593 | 56.952 | 7.6139 | 91.3668 | 49.041 | 3.9011 | 27.6295
VA | INSIG | MUNICIPAL | Spencer Angela M and Stanley R Residence | VAG401937 | 001 | 1.0674 | 6.737% | 0.00070038 | 0.00074757 | 18.6489 | 2.4932 | 14.959 | 39.9756 | 5.3443 | 32.066 | 19.6854 | 3.1938 | 11.9024 | 18.6489 | 2.4932 | 14.959 | 42.459 | 5.6763 | 34.058 | 20.9083 | 3.3923 | 12.6418 | 25.0145 | 3.3442 | 40.1303 | 56.952 | 7.6139 | 91.3668 | 28.0452 | 4.5502 | 33.9139
VA | INSIG | MUNICIPAL | Spencer Scott and Sharon Residence | VAG404252 | 001 | 1.0844 | 8.436% | 0.00070038 | 0.00075946 | 18.6489 | 2.4932 | 14.959 | 39.9756 | 5.3443 | 32.066 | 22.9239 | 2.5237 | 8.8063 | 18.6489 | 2.4932 | 14.959 | 43.1348 | 5.7667 | 34.6001 | 24.7355 | 2.7231 | 9.5022 | 24.6226 | 3.2918 | 39.5015 | 56.952 | 7.6139 | 91.3668 | 32.6589 | 3.5954 | 25.092
VA | INSIG | MUNICIPAL | Sperling, Lawrence & Hilda Residence | VAG401126 | 001 | 1.1137 | 11.37% | 0.00070038 | 0.00078004 | 18.6489 | 2.4932 | 14.959 | 39.9756 | 5.3443 | 32.066 | 32.0925 | 3.8319 | 18.9688 | 18.6489 | 2.4932 | 14.959 | 44.3037 | 5.923 | 35.5377 | 35.5671 | 4.2468 | 21.0226 | 23.973 | 3.2049 | 38.4593 | 56.952 | 7.6139 | 91.3668 | 45.7211 | 5.4592 | 54.0486
VA | INSIG | MUNICIPAL | Sperryville Sewage Treatment Plant | VA0062880 | 001 | 0.99066 | -0.9339% | 0.038521 | 0.038161 | 18.6489 | 2.4932 | 14.959 | 2198.6582 | 293.9383 | 1763.6296 | 1204.0375 | 299.5289 | 1545.5775 | 18.6489 | 2.4932 | 14.959 | 2167.4248 | 289.7627 | 1738.576 | 1186.9333 | 295.2739 | 1523.6215 | 26.9514 | 3.6031 | 43.2375 | 3132.3585 | 418.7645 | 5025.174 | 1715.3539 | 426.7292 | 4403.8702
VA | INSIG | MUNICIPAL | Spiker, Ashby J & Ginger O Residence | VAG401186 | 001 | 1.0774 | 7.738% | 0.00070038 | 0.00075458 | 18.6489 | 2.4932 | 14.959 | 39.9756 | 5.3443 | 32.066 | 32.7744 | 4.1073 | 20.3617 | 18.6489 | 2.4932 | 14.959 | 42.8575 | 5.7296 | 34.3777 | 35.1372 | 4.4034 | 21.8297 | 24.7819 | 3.3131 | 39.7571 | 56.952 | 7.6139 | 91.3668 | 46.6927 | 5.8515 | 58.0175
VA | INSIG | MUNICIPAL | Sponaugle Subdivision | VA0088552 | 001 | 0.91292 | -8.708% | 0.011206 | 0.01023 | 18.6489 | 2.4932 | 14.959 | 639.6097 | 85.5093 | 513.0559 | 343.8037 | 74.1737 | 206.9757 | 18.6489 | 2.4932 | 14.959 | 581.0447 | 77.6798 | 466.0787 | 312.3238 | 67.3821 | 188.0243 | 29.2464 | 3.9099 | 46.9194 | 911.2316 | 121.8224 | 1461.8688 | 489.8062 | 105.6729 | 589.7434
VA | INSIG | MUNICIPAL | Spotsylvania County High School | VA0087271 | 001 | 1.3795 | 37.95% | 0.019611 | 0.027053 | 18.6489 | 2.4932 | 14.959 | 1119.3169 | 149.6413 | 897.8478 | 173.9641 | 72.7493 | 56.4801 | 18.6489 | 2.4932 | 14.959 | 1536.5231 | 205.4175 | 1232.5052 | 238.8063 | 99.8653 | 77.532 | 19.3545 | 2.5875 | 31.0499 | 1594.6552 | 213.1892 | 2558.2704 | 247.8412 | 103.6436 | 160.9307
VA | INSIG | MUNICIPAL | Springer/Squires Residence | VAG401093 | 001 | 1.0326 | 3.261% | 0.00070038 | 0.00072322 | 18.6489 | 2.4932 | 14.959 | 39.9756 | 5.3443 | 32.066 | 37.6114 | 4.0782 | 19.8851 | 18.6489 | 2.4932 | 14.959 | 41.0765 | 5.4915 | 32.9491 | 38.6472 | 4.1905 | 20.4328 | 25.8564 | 3.4567 | 41.4809 | 56.952 | 7.6139 | 91.3668 | 53.5837 | 5.81 | 56.6594
VA | INSIG | MUNICIPAL | Sprouses Corner LLC STP | VA0063291 | 001 | 1.0094 | 0.9385% | 0.0035019 | 0.0035348 | 18.6489 | 2.4932 | 14.959 | 199.878 | 26.7217 | 160.33 | 56.022 | 3.6879 | 4.7059 | 18.6489 | 2.4932 | 14.959 | 200.7629 | 26.84 | 161.0398 | 56.27 | 3.7043 | 4.7268 | 26.4514 | 3.5363 | 42.4354 | 284.7599 | 38.0695 | 456.834 | 79.8128 | 5.2541 | 13.4088
VA | INSIG | MUNICIPAL | Spry Residence | VAG404191 | 001 | 1.0569 | 5.688% | 0.00070038 | 0.00074022 | 18.6489 | 2.4932 | 14.959 | 39.9756 | 5.3443 | 32.066 | 19.3062 | 1.6485 | 1.3083 | 18.6489 | 2.4932 | 14.959 | 42.0419 | 5.6206 | 33.7234 | 20.3041 | 1.7337 | 1.3759 | 25.2627 | 3.3774 | 40.5284 | 56.952 | 7.6139 | 91.3668 | 27.5049 | 2.3485 | 3.7277
VA | INSIG | MUNICIPAL | Stanberry Charles G and Leisa A Residence | VAG408362 | 001 | 1.0774 | 7.738% | 0.00070038 | 0.00075458 | 18.6489 | 2.4932 | 14.959 | 39.9756 | 5.3443 | 32.066 | 31.2679 | 3.7571 | 19.7762 | 18.6489 | 2.4932 | 14.959 | 42.8575 | 5.7296 | 34.3777 | 33.522 | 4.0279 | 21.2019 | 24.7819 | 3.3131 | 39.7571 | 56.952 | 7.6139 | 91.3668 | 44.5463 | 5.3526 | 56.3491
VA | INSIG | MUNICIPAL | Stanley Raymond Residence | VAG406341 | 001 | 1.1098 | 10.98% | 0.00070038 | 0.0007773 | 18.6489 | 2.4932 | 14.959 | 39.9756 | 5.3443 | 32.066 | 28.1945 | 5.2832 | 22.9886 | 18.6489 | 2.4932 | 14.959 | 44.1477 | 5.9021 | 35.4126 | 31.137 | 5.8346 | 25.3878 | 24.0577 | 3.2163 | 38.5952 | 56.952 | 7.6139 | 91.3668 | 40.1677 | 7.5268 | 65.5023
VA | INSIG | MUNICIPAL | STANLEY TOWN | VA0064394 | 001 | 0.99286 | -0.7145% | 0.34319 | 0.34074 | 11.3689 | 1.4959 | 14.959 | 11941.3754 | 1571.2336 | 15712.3361 | 9115.1073 | 1178.2805 | 8514.7771 | 11.3689 | 1.4959 | 14.959 | 11797.8206 | 1552.3448 | 15523.4481 | 9005.5288 | 1164.1156 | 8412.4155 | 16.3939 | 2.1571 | 43.1419 | 17012.4982 | 2238.4866 | 44769.732 | 12986.0038 | 1678.6587 | 24261.4647
VA | INSIG | MUNICIPAL | Stanley William Property | VAG406414 | 001 | 1.1098 | 10.98% | 0.00070038 | 0.0007773 | 18.6489 | 2.4932 | 14.959 | 39.9756 | 5.3443 | 32.066 | 19.1534 | 1.2763 | 2.491 | 18.6489 | 2.4932 | 14.959 | 44.1477 | 5.9021 | 35.4126 | 21.1523 | 1.4095 | 2.7509 | 24.0577 | 3.2163 | 38.5952 | 56.952 | 7.6139 | 91.3668 | 27.2872 | 1.8183 | 7.0976
VA | INSIG | MUNICIPAL | Starling David P Residence | VAG401036 | 001 | 1.0326 | 3.261% | 0.00070038 | 0.00072322 | 18.6489 | 2.4932 | 14.959 | 39.9756 | 5.3443 | 32.066 | 27.7854 | 4.133 | 23.2747 | 18.6489 | 2.4932 | 14.959 | 41.0765 | 5.4915 | 32.9491 | 28.5506 | 4.2468 | 23.9157 | 25.8564 | 3.4567 | 41.4809 | 56.952 | 7.6139 | 91.3668 | 39.585 | 5.8882 | 66.3175
VA | INSIG | MUNICIPAL | Steiner, Jerald & Deborah Residence | VAG401902 | 001 | 1.1137 | 11.37% | 0.00070038 | 0.00078004 | 18.6489 | 2.4932 | 14.959 | 39.9756 | 5.3443 | 32.066 | 27.0495 | 2.7382 | 9.6968 | 18.6489 | 2.4932 | 14.959 | 44.3037 | 5.923 | 35.5377 | 29.9781 | 3.0347 | 10.7467 | 23.973 | 3.2049 | 38.4593 | 56.952 | 7.6139 | 91.3668 | 38.5366 | 3.9011 | 27.6295
VA | INSIG | MUNICIPAL | Stelling Geoffrey and Sherry Residence | VAG408370 | 001 | 1.1118 | 11.18% | 0.00070038 | 0.00077869 | 18.6489 | 2.4932 | 14.959 | 39.9756 | 5.3443 | 32.066 | 20.0105 | 2.9685 | 20.9653 | 18.6489 | 2.4932 | 14.959 | 44.2269 | 5.9127 | 35.4762 | 22.1386 | 3.2841 | 23.1949 | 24.0146 | 3.2105 | 38.5261 | 56.952 | 7.6139 | 91.3668 | 28.5083 | 4.2291 | 59.7372
VA | INSIG | MUNICIPAL | Stephen and Janet Werner | VAG404216 | 001 | 1.0598 | 5.982% | 0.00070038 | 0.00074228 | 18.6489 | 2.4932 | 14.959 | 39.9756 | 5.3443 | 32.066 | 35.8824 | 3.0132 | 4.8282 | 18.6489 | 2.4932 | 14.959 | 42.1589 | 5.6362 | 33.8173 | 37.8421 | 3.1778 | 5.0919 | 25.1926 | 3.368 | 40.4159 | 56.952 | 7.6139 | 91.3668 | 51.1205 | 4.2928 | 13.7572
VA | INSIG | MUNICIPAL | Stewart Mary E Residence | VAG406019 | 001 | 1.147 | 14.7% | 0.00070038 | 0.00080337 | 18.6489 | 2.4932 | 14.959 | 39.9756 | 5.3443 | 32.066 | 29.6773 | 3.3319 | 11.6918 | 18.6489 | 2.4932 | 14.959 | 45.6287 | 6.1001 | 36.6005 | 33.874 | 3.803 | 13.3452 | 23.2769 | 3.1119 | 37.3426 | 56.952 | 7.6139 | 91.3668 | 42.2802 | 4.7468 | 33.3139
VA | INSIG | MUNICIPAL | Stickley Carl and Elizabeth Residence | VAG408379 | 001 | 1.0326 | 3.261% | 0.00070038 | 0.00072322 | 18.6489 | 2.4932 | 14.959 | 39.9756 | 5.3443 | 32.066 | 36.205 | 3.7987 | 15.8735 | 18.6489 | 2.4932 | 14.959 | 41.0765 | 5.4915 | 32.9491 | 37.202 | 3.9033 | 16.3106 | 25.8564 | 3.4567 | 41.4809 | 56.952 | 7.6139 | 91.3668 | 51.5801 | 5.4118 | 45.2289
VA | INSIG | MUNICIPAL | Stickley Scott A Residence | VAG401922 | 001 | 1.0326 | 3.261% | 0.00070038 | 0.00072322 | 18.6489 | 2.4932 | 14.959 | 39.9756 | 5.3443 | 32.066 | 34.1895 | 3.7987 | 15.8735 | 18.6489 | 2.4932 | 14.959 | 41.0765 | 5.4915 | 32.9491 | 35.131 | 3.9033 | 16.3106 | 25.8564 | 3.4567 | 41.4809 | 56.952 | 7.6139 | 91.3668 | 48.7087 | 5.4118 | 45.2289
VA | INSIG | MUNICIPAL | Stickley, David and Kathleen Residence | VAG401470 | 001 | 1.1137 | 11.37% | 0.00070038 | 0.00078004 | 18.6489 | 2.4932 | 14.959 | 39.9756 | 5.3443 | 32.066 | 33.3572 | 3.7293 | 17.5855 | 18.6489 | 2.4932 | 14.959 | 44.3037 | 5.923 | 35.5377 | 36.9688 | 4.1331 | 19.4895 | 23.973 | 3.2049 | 38.4593 | 56.952 | 7.6139 | 91.3668 | 47.523 | 5.3131 | 50.1071
VA | INSIG | MUNICIPAL | Stoltzfus Karl and Laura Residence | VAG408009 | 001 | 1.0674 | 6.737% | 0.00070038 | 0.00074757 | 18.6489 | 2.4932 | 14.959 | 39.9756 | 5.3443 | 32.066 | 20.0912 | 3.1938 | 11.9024 | 18.6489 | 2.4932 | 14.959 | 42.459 | 5.6763 | 34.058 | 21.3393 | 3.3923 | 12.6418 | 25.0145 | 3.3442 | 40.1303 | 56.952 | 7.6139 | 91.3668 | 28.6232 | 4.5502 | 33.9139
VA | INSIG | MUNICIPAL | Stone House Floors | VAG408013 | 001 | 1.0326 | 3.261% | 0.00070038 | 0.00072322 | 18.6489 | 2.4932 | 14.959 | 39.9756 | 5.3443 | 32.066 | 39.6779 | 4.0782 | 19.8851 | 18.6489 | 2.4932 | 14.959 | 41.0765 | 5.4915 | 32.9491 | 40.7706 | 4.1905 | 20.4328 | 25.8564 | 3.4567 | 41.4809 | 56.952 | 7.6139 | 91.3668 | 56.5279 | 5.81 | 56.6594
VA | INSIG | MUNICIPAL | Stone Robinson Elementary School | VA0076244 | 001 | 1.1118 | 11.18% | 0.0049027 | 0.0054509 | 18.6489 | 2.4932 | 14.959 | 279.8292 | 37.4103 | 224.4619 | 224.4189 | 28.1699 | 107.1296 | 18.6489 | 2.4932 | 14.959 | 309.5886 | 41.3889 | 248.3331 | 248.2855 | 31.1657 | 118.5226 | 24.0146 | 3.2105 | 38.5261 | 398.6638 | 53.2973 | 639.5676 | 319.7224 | 40.1327 | 305.2482
VA | INSIG | MUNICIPAL | Stonebrook Racquet and Fitness Club STP | VA0088722 | 001 | 1.1137 | 11.37% | 0.0028015 | 0.0031202 | 18.6489 | 2.4932 | 14.959 | 159.9024 | 21.3773 | 128.264 | 115.1837 | 16.3325 | 72.4669 | 18.6489 | 2.4932 | 14.959 | 177.2148 | 23.6918 | 142.1509 | 127.6545 | 18.1008 | 80.3128 | 23.973 | 3.2049 | 38.4593 | 227.8079 | 30.4556 | 365.4672 | 164.0986 | 23.2684 | 206.4827
VA | INSIG | MUNICIPAL | Stoneridge Bed and Breakfast Banquet Hall | VAG408153 | 001 | 0.99879 | -0.1206% | 0.00070038 | 0.00069954 | 18.6489 | 2.4932 | 14.959 | 39.9756 | 5.3443 | 32.066 | 20.6954 | 3.6123 | 13.9615 | 18.6489 | 2.4932 | 14.959 | 39.7313 | 5.3117 | 31.87 | 20.5689 | 3.5902 | 13.8762 | 26.7319 | 3.5738 | 42.8854 | 56.952 | 7.6139 | 91.3668 | 29.4841 | 5.1463 | 39.7811
VA | INSIG | MUNICIPAL | Stoneridge Bed and Breakfast Inn | VAG408220 | 001 | 0.99879 | -0.1206% | 0.00070038 | 0.00069954 | 18.6489 | 2.4932 | 14.959 | 39.9756 | 5.3443 | 32.066 | 20.6954 | 3.6123 | 13.9615 | 18.6489 | 2.4932 | 14.959 | 39.7313 | 5.3117 | 31.87 | 20.5689 | 3.5902 | 13.8762 | 26.7319 | 3.5738 | 42.8854 | 56.952 | 7.6139 | 91.3668 | 29.4841 | 5.1463 | 39.7811
VA | INSIG | MUNICIPAL | Stratford Aldrid and Karin Residence | VAG404263 | 001 | 1.0794 | 7.936% | 0.00070038 | 0.00075597 | 18.6489 | 2.4932 | 14.959 | 39.9756 | 5.3443 | 32.066 | 23.625 | 1.3393 | 2.2412 | 18.6489 | 2.4932 | 14.959 | 42.9362 | 5.7401 | 34.4408 | 25.3747 | 1.4385 | 2.4072 | 24.7365 | 3.307 | 39.6842 | 56.952 | 7.6139 | 91.3668 | 33.6578 | 1.908 | 6.3859
VA | INSIG | MUNICIPAL | Strawderman James K Residence | VAG408355 | 001 | 1.0674 | 6.737% | 0.00070038 | 0.00074757 | 18.6489 | 2.4932 | 14.959 | 39.9756 | 5.3443 | 32.066 | 22.4363 | 3.1938 | 11.9024 | 18.6489 | 2.4932 | 14.959 | 42.459 | 5.6763 | 34.058 | 23.8301 | 3.3923 | 12.6418 | 25.0145 | 3.3442 | 40.1303 | 56.952 | 7.6139 | 91.3668 | 31.9643 | 4.5502 | 33.9139
VA | INSIG | MUNICIPAL | Strickler Lois Faye Residence | VAG401139 | 001 | 1.1137 | 11.37% | 0.00070038 | 0.00078004 | 18.6489 | 2.4932 | 14.959 | 39.9756 | 5.3443 | 32.066 | 33.3572 | 3.7293 | 17.5855 | 18.6489 | 2.4932 | 14.959 | 44.3037 | 5.923 | 35.5377 | 36.9688 | 4.1331 | 19.4895 | 23.973 | 3.2049 | 38.4593 | 56.952 | 7.6139 | 91.3668 | 47.523 | 5.3131 | 50.1071
VA | INSIG | MUNICIPAL | Strite Ryan L and Angela J Residence | VAG408283 | 001 | 1.0674 | 6.737% | 0.00070038 | 0.00074757 | 18.6489 | 2.4932 | 14.959 | 39.9756 | 5.3443 | 32.066 | 26.8477 | 4.3524 | 24.9865 | 18.6489 | 2.4932 | 14.959 | 42.459 | 5.6763 | 34.058 | 28.5156 | 4.6228 | 26.5387 | 25.0145 | 3.3442 | 40.1303 | 56.952 | 7.6139 | 91.3668 | 38.2491 | 6.2007 | 71.1949
VA | INSIG | MUNICIPAL | Stroble/Cheuvront Property | VAG408311 | 001 | 0.99879 | -0.1206% | 0.00070038 | 0.00069954 | 18.6489 | 2.4932 | 14.959 | 39.9756 | 5.3443 | 32.066 | 19.5839 | 3.852 | 14.5586 | 18.6489 | 2.4932 | 14.959 | 39.7313 | 5.3117 | 31.87 | 19.4642 | 3.8285 | 14.4696 | 26.7319 | 3.5738 | 42.8854 | 56.952 | 7.6139 | 91.3668 | 27.9006 | 5.4878 | 41.4824
VA | INSIG | MUNICIPAL | Stroop, Shannon & Tracey Residence | VAG401694 | 001 | 1.0674 | 6.737% | 0.00070038 | 0.00074757 | 18.6489 | 2.4932 | 14.959 | 39.9756 | 5.3443 | 32.066 | 29.2365 | 4.3524 | 24.9865 | 18.6489 | 2.4932 | 14.959 | 42.459 | 5.6763 | 34.058 | 31.0527 | 4.6228 | 26.5387 | 25.0145 | 3.3442 | 40.1303 | 56.952 | 7.6139 | 91.3668 | 41.6523 | 6.2007 | 71.1949
VA | INSIG | MUNICIPAL | Strother Carol A Residence | VAG408295 | 001 | 1.0674 | 6.737% | 0.00070038 | 0.00074757 | 18.6489 | 2.4932 | 14.959 | 39.9756 | 5.3443 | 32.066 | 19.5402 | 4.1451 | 20.8048 | 18.6489 | 2.4932 | 14.959 | 42.459 | 5.6763 | 34.058 | 20.7541 | 4.4026 | 22.0972 | 25.0145 | 3.3442 | 40.1303 | 56.952 | 7.6139 | 91.3668 | 27.8384 | 5.9054 | 59.2797
VA | INSIG | MUNICIPAL | Stuartfield Hearth Residence | VAG406041 | 001 | 1.1098 | 10.98% | 0.00070038 | 0.0007773 | 18.6489 | 2.4932 | 14.959 | 39.9756 | 5.3443 | 32.066 | 27.9937 | 4.7953 | 19.883 | 18.6489 | 2.4932 | 14.959 | 44.1477 | 5.9021 | 35.4126 | 30.9153 | 5.2958 | 21.9581 | 24.0577 | 3.2163 | 38.5952 | 56.952 | 7.6139 | 91.3668 | 39.8818 | 6.8318 | 56.6533
VA | INSIG | MUNICIPAL | Stutzman Curt and Jeanne Residence | VAG401801 | 001 | 1.0674 | 6.737% | 0.00070038 | 0.00074757 | 18.6489 | 2.4932 | 14.959 | 39.9756 | 5.3443 | 32.066 | 26.8477 | 4.3524 | 24.9865 | 18.6489 | 2.4932 | 14.959 | 42.459 | 5.6763 | 34.058 | 28.5156 | 4.6228 | 26.5387 | 25.0145 | 3.3442 | 40.1303 | 56.952 | 7.6139 | 91.3668 | 38.2491 | 6.2007 | 71.1949
VA | INSIG | MUNICIPAL | Sudley United Methodist Church | VAG406109 | 001 | 1.083 | 8.299% | 0.00070038 | 0.00075851 | 18.6489 | 2.4932 | 14.959 | 39.9756 | 5.3443 | 32.066 | 21.8129 | 2.8315 | 3.7356 | 18.6489 | 2.4932 | 14.959 | 43.0804 | 5.7594 | 34.5564 | 23.507 | 3.0515 | 4.0257 | 24.6537 | 3.296 | 39.5515 | 56.952 | 7.6139 | 91.3668 | 31.0761 | 4.034 | 10.6439
VA | INSIG | MUNICIPAL | Suh Hwa C Residence | VAG406281 | 001 | 1.083 | 8.299% | 0.00070038 | 0.00075851 | 18.6489 | 2.4932 | 14.959 | 39.9756 | 5.3443 | 32.066 | 21.8129 | 2.8315 | 3.7356 | 18.6489 | 2.4932 | 14.959 | 43.0804 | 5.7594 | 34.5564 | 23.507 | 3.0515 | 4.0257 | 24.6537 | 3.296 | 39.5515 | 56.952 | 7.6139 | 91.3668 | 31.0761 | 4.034 | 10.6439
VA | INSIG | MUNICIPAL | Sul Eun Residence | VAG406468 | 001 | 1.0658 | 6.585% | 0.00070038 | 0.0007465 | 18.6489 | 2.4932 | 14.959 | 39.9756 | 5.3443 | 32.066 | 23.1048 | 2.738 | 4.3654 | 18.6489 | 2.4932 | 14.959 | 42.3986 | 5.6683 | 34.0096 | 24.5053 | 2.904 | 4.63 | 25.0502 | 3.349 | 40.1874 | 56.952 | 7.6139 | 91.3668 | 32.9167 | 3.9008 | 12.4385
VA | INSIG | MUNICIPAL | Summit STP | VA0027642 | 001 | 1.1137 | 11.37% | 0.22412 | 0.24961 | 13.9617 | 1.8948 | 14.959 | 9577.0429 | 1299.7415 | 10261.1174 | 7366.0222 | 665.9345 | 3102.9808 | 13.9617 | 1.8948 | 14.959 | 10613.9371 | 1440.4629 | 11372.0755 | 8163.5319 | 738.0344 | 3438.9365 | 17.9477 | 2.4358 | 38.4593 | 13644.1088 | 1851.7005 | 29237.376 | 10494.1377 | 948.7358 | 8841.4363
VA | INSIG | MUNICIPAL | Surry Town of WWTF | VA0061646 | 001 | 1.004 | 0.3964% | 0.042023 | 0.04219 | 18.6489 | 2.4932 | 14.959 | 2398.5362 | 320.6599 | 1923.9595 | 2053.543 | 182.6692 | 417.7782 | 18.6489 | 2.4932 | 14.959 | 2396.2157 | 320.3497 | 1922.0981 | 2051.5562 | 182.4925 | 417.374 | 26.5942 | 3.5554 | 42.6645 | 3417.1183 | 456.834 | 5482.008 | 2925.6174 | 260.243 | 1190.3906
VA | INSIG | MUNICIPAL | Sutherland LaDell M - Residence | VAG406318 | 001 | 1.1098 | 10.98% | 0.00070038 | 0.0007773 | 18.6489 | 2.4932 | 14.959 | 39.9756 | 5.3443 | 32.066 | 28.4197 | 5.2832 | 22.9886 | 18.6489 | 2.4932 | 14.959 | 44.1477 | 5.9021 | 35.4126 | 31.3857 | 5.8346 | 25.3878 | 24.0577 | 3.2163 | 38.5952 | 56.952 | 7.6139 | 91.3668 | 40.4886 | 7.5268 | 65.5023
VA | INSIG | MUNICIPAL | Swanson Neil and Linda - Residence | VAG406192 | 001 | 1.1396 | 13.96% | 0.00070038 | 0.00079815 | 18.6489 | 2.4932 | 14.959 | 39.9756 | 5.3443 | 32.066 | 12.3242 | 2.806 | 3.6759 | 18.6489 | 2.4932 | 14.959 | 45.3318 | 6.0604 | 36.3624 | 13.9755 | 3.182 | 4.1684 | 23.4293 | 3.1323 | 37.5871 | 56.952 | 7.6139 | 91.3668 | 17.558 | 3.9977 | 10.4737
VA | INSIG | MUNICIPAL | Swisher, Jerry M & Barbara K Residence | VAG401449 | 001 | 1.0478 | 4.78% | 0.00070038 | 0.00073386 | 18.6489 | 2.4932 | 14.959 | 39.9756 | 5.3443 | 32.066 | 19.0179 | 4.3104 | 23.5941 | 18.6489 | 2.4932 | 14.959 | 41.6808 | 5.5723 | 33.4338 | 19.8291 | 4.4943 | 24.6005 | 25.4816 | 3.4066 | 40.8796 | 56.952 | 7.6139 | 91.3668 | 27.0942 | 6.1409 | 67.2275
VA | INSIG | MUNICIPAL | T P Developed Parcel Limited Liability Corporation | VA0067750 | 001 | 1.1396 | 13.96% | 0.0026615 | 0.003033 | 18.6489 | 2.4932 | 14.959 | 151.9073 | 20.3085 | 121.8508 | 123.8076 | 18.4785 | 60.0142 | 18.6489 | 2.4932 | 14.959 | 172.2609 | 23.0295 | 138.1772 | 140.3962 | 20.9544 | 68.0553 | 23.4293 | 3.1323 | 37.5871 | 216.4175 | 28.9328 | 347.1938 | 176.3847 | 26.3258 | 171.0006
VA | INSIG | MUNICIPAL | Talbert Donna Residence | VAG402009 | 001 | 1.0413 | 4.13% | 0.00070038 | 0.00072931 | 18.6489 | 2.4932 | 14.959 | 39.9756 | 5.3443 | 32.066 | 19.2071 | 3.0824 | 9.2069 | 18.6489 | 2.4932 | 14.959 | 41.4223 | 5.5377 | 33.2264 | 19.9022 | 3.1939 | 9.5401 | 25.6406 | 3.4279 | 41.1347 | 56.952 | 7.6139 | 91.3668 | 27.3637 | 4.3914 | 26.2336
VA | INSIG | MUNICIPAL | Talcott Andrew Residence | VAG406478 | 001 | 1.083 | 8.299% | 0.00070038 | 0.00075851 | 18.6489 | 2.4932 | 14.959 | 39.9756 | 5.3443 | 32.066 | 23.5654 | 2.8483 | 4.2821 | 18.6489 | 2.4932 | 14.959 | 43.0804 | 5.7594 | 34.5564 | 25.3957 | 3.0696 | 4.6147 | 24.6537 | 3.296 | 39.5515 | 56.952 | 7.6139 | 91.3668 | 33.5729 | 4.058 | 12.2013
VA | INSIG | MUNICIPAL | Talghadar Carolyn K Residence | VAG408356 | 001 | 1.0674 | 6.737% | 0.00070038 | 0.00074757 | 18.6489 | 2.4932 | 14.959 | 39.9756 | 5.3443 | 32.066 | 18.0646 | 4.1451 | 20.8048 | 18.6489 | 2.4932 | 14.959 | 42.459 | 5.6763 | 34.058 | 19.1868 | 4.4026 | 22.0972 | 25.0145 | 3.3442 | 40.1303 | 56.952 | 7.6139 | 91.3668 | 25.736 | 5.9054 | 59.2797
VA | INSIG | MUNICIPAL | Talley Herbert Residence | VAG406418 | 001 | 1.0763 | 7.634% | 0.00070038 | 0.00075385 | 18.6489 | 2.4932 | 14.959 | 39.9756 | 5.3443 | 32.066 | 5.8404 | 0.8155 | 0.97501 | 18.6489 | 2.4932 | 14.959 | 42.8161 | 5.7241 | 34.3445 | 6.2554 | 0.87344 | 1.0443 | 24.8059 | 3.3163 | 39.7956 | 56.952 | 7.6139 | 91.3668 | 8.3207 | 1.1618 | 2.7781
VA | INSIG | MUNICIPAL | Tanglewood Home for Adults Inc | VA0090646 | 001 | 0.91292 | -8.708% | 0.012607 | 0.011509 | 18.6489 | 2.4932 | 14.959 | 719.5609 | 96.198 | 577.1879 | 273.0522 | 31.0657 | 150.0672 | 18.6489 | 2.4932 | 14.959 | 653.6753 | 87.3898 | 524.3385 | 248.0505 | 28.2212 | 136.3265 | 29.2464 | 3.9099 | 46.9194 | 1025.1355 | 137.0502 | 1644.6024 | 389.0087 | 44.2583 | 427.5919
VA | INSIG | MUNICIPAL | Tanner Charles Residence | VAG401396 | 001 | 1.0774 | 7.738% | 0.00070038 | 0.00075458 | 18.6489 | 2.4932 | 14.959 | 39.9756 | 5.3443 | 32.066 | 35.4608 | 4.1073 | 20.3617 | 18.6489 | 2.4932 | 14.959 | 42.8575 | 5.7296 | 34.3777 | 38.0173 | 4.4034 | 21.8297 | 24.7819 | 3.3131 | 39.7571 | 56.952 | 7.6139 | 91.3668 | 50.5199 | 5.8515 | 58.0175
VA | INSIG | MUNICIPAL | Tanner Herbert L Residence | VAG401128 | 001 | 1.0326 | 3.261% | 0.00070038 | 0.00072322 | 18.6489 | 2.4932 | 14.959 | 39.9756 | 5.3443 | 32.066 | 25.246 | 4.2427 | 24.1306 | 18.6489 | 2.4932 | 14.959 | 41.0765 | 5.4915 | 32.9491 | 25.9412 | 4.3595 | 24.7952 | 25.8564 | 3.4567 | 41.4809 | 56.952 | 7.6139 | 91.3668 | 35.9671 | 6.0444 | 68.7562
VA | INSIG | MUNICIPAL | Taylor Daniel E Residence | VAG408148 | 001 | 1.0674 | 6.737% | 0.00070038 | 0.00074757 | 18.6489 | 2.4932 | 14.959 | 39.9756 | 5.3443 | 32.066 | 21.4136 | 3.1938 | 11.9024 | 18.6489 | 2.4932 | 14.959 | 42.459 | 5.6763 | 34.058 | 22.7439 | 3.3923 | 12.6418 | 25.0145 | 3.3442 | 40.1303 | 56.952 | 7.6139 | 91.3668 | 30.5073 | 4.5502 | 33.9139
VA | INSIG | MUNICIPAL | Teachout Trust Property | VAG408221 | 001 | 1.0774 | 7.738% | 0.00070038 | 0.00075458 | 18.6489 | 2.4932 | 14.959 | 39.9756 | 5.3443 | 32.066 | 38.1591 | 3.9471 | 18.6246 | 18.6489 | 2.4932 | 14.959 | 42.8575 | 5.7296 | 34.3777 | 40.9101 | 4.2316 | 19.9673 | 24.7819 | 3.3131 | 39.7571 | 56.952 | 7.6139 | 91.3668 | 54.364 | 5.6233 | 53.0678
VA | INSIG | MUNICIPAL | Terry Hudgins Residence | VAG404116 | 001 | 1.0094 | 0.9385% | 0.00070038 | 0.00070696 | 18.6489 | 2.4932 | 14.959 | 39.9756 | 5.3443 | 32.066 | 15.0764 | 2.5731 | 6.8722 | 18.6489 | 2.4932 | 14.959 | 40.1526 | 5.368 | 32.208 | 15.1431 | 2.5845 | 6.9027 | 26.4514 | 3.5363 | 42.4354 | 56.952 | 7.6139 | 91.3668 | 21.4788 | 3.6659 | 19.5813
VA | INSIG | MUNICIPAL | Terry Peters | VAG402135 | 001 | 0.91292 | -8.708% | 0.00070038 | 0.00063939 | 18.6489 | 2.4932 | 14.959 | 39.9756 | 5.3443 | 32.066 | 15.8874 | 1.7259 | 8.3371 | 18.6489 | 2.4932 | 14.959 | 36.3153 | 4.855 | 29.1299 | 14.4327 | 1.5678 | 7.5737 | 29.2464 | 3.9099 | 46.9194 | 56.952 | 7.6139 | 91.3668 | 22.6343 | 2.4588 | 23.7551
VA | INSIG | MUNICIPAL | Thaggard David H Residence | VAG406157 | 001 | 1.083 | 8.299% | 0.00070038 | 0.00075851 | 18.6489 | 2.4932 | 14.959 | 39.9756 | 5.3443 | 32.066 | 23.132 | 2.9328 | 4.4319 | 18.6489 | 2.4932 | 14.959 | 43.0804 | 5.7594 | 34.5564 | 24.9286 | 3.1605 | 4.7761 | 24.6537 | 3.296 | 39.5515 | 56.952 | 7.6139 | 91.3668 | 32.9554 | 4.1782 | 12.6279
VA | INSIG | MUNICIPAL | The Madeira School | VA0024121 | 001 | 1.0658 | 6.585% | 0.034669 | 0.036952 | 14.8593 | 1.9945 | 14.959 | 1576.6848 | 211.6355 | 1587.2666 | 1275.1449 | 117.4069 | 819.171 | 14.8593 | 1.9945 | 14.959 | 1672.2517 | 224.4633 | 1683.4748 | 1352.4347 | 124.5233 | 868.823 | 19.9597 | 2.6792 | 40.1874 | 2246.2528 | 301.5104 | 4522.6566 | 1816.6584 | 167.2659 | 2334.0937
VA | INSIG | MUNICIPAL | The Rock Worship Center | VAG401665 | 001 | 1.0774 | 7.738% | 0.00070038 | 0.00075458 | 18.6489 | 2.4932 | 14.959 | 39.9756 | 5.3443 | 32.066 | 37.7297 | 3.8968 | 19.0003 | 18.6489 | 2.4932 | 14.959 | 42.8575 | 5.7296 | 34.3777 | 40.4497 | 4.1777 | 20.3701 | 24.7819 | 3.3131 | 39.7571 | 56.952 | 7.6139 | 91.3668 | 53.7523 | 5.5516 | 54.1384
VA | INSIG | MUNICIPAL | The Rockingham Residential Trust Residence | VAG408232 | 001 | 1.0674 | 6.737% | 0.00070038 | 0.00074757 | 18.6489 | 2.4932 | 14.959 | 39.9756 | 5.3443 | 32.066 | 26.909 | 4.2516 | 23.8717 | 18.6489 | 2.4932 | 14.959 | 42.459 | 5.6763 | 34.058 | 28.5807 | 4.5157 | 25.3547 | 25.0145 | 3.3442 | 40.1303 | 56.952 | 7.6139 | 91.3668 | 38.3364 | 6.0571 | 68.0185
VA | INSIG | MUNICIPAL | The Shockey Precast Group | VA0067326 | 001 | 1.3795 | 37.95% | 0.0035019 | 0.0048309 | 18.6489 | 2.4932 | 14.959 | 199.878 | 26.7217 | 160.33 | 42.7783 | 12.9909 | 10.0857 | 18.6489 | 2.4932 | 14.959 | 274.3791 | 36.6817 | 220.0902 | 58.7232 | 17.8331 | 13.845 | 19.3545 | 2.5875 | 31.0499 | 284.7599 | 38.0695 | 456.834 | 60.9449 | 18.5078 | 28.7376
VA | INSIG | MUNICIPAL | The Tides Utilities LLC South | VA0029351 | 001 | 1.0083 | 0.8294% | 0.034669 | 0.034957 | 18.6489 | 2.4932 | 14.959 | 1978.7924 | 264.5444 | 1587.2666 | 1932.5122 | 235.1551 | 591.1798 | 18.6489 | 2.4932 | 14.959 | 1985.4036 | 265.4283 | 1592.5697 | 1938.9688 | 235.9407 | 593.155 | 26.48 | 3.5401 | 42.4813 | 2819.1226 | 376.8881 | 4522.6566 | 2753.1887 | 335.018 | 1684.4702
VA | INSIG | MUNICIPAL | Thomas, Donald & Lucinda Residence | VAG401420 | 001 | 1.1137 | 11.37% | 0.00070038 | 0.00078004 | 18.6489 | 2.4932 | 14.959 | 39.9756 | 5.3443 | 32.066 | 28.1078 | 3.6122 | 15.795 | 18.6489 | 2.4932 | 14.959 | 44.3037 | 5.923 | 35.5377 | 31.151 | 4.0033 | 17.5051 | 23.973 | 3.2049 | 38.4593 | 56.952 | 7.6139 | 91.3668 | 40.0443 | 5.1462 | 45.0053
VA | INSIG | MUNICIPAL | Thomas, Francis I. Residence | VAG401302 | 001 | 1.0326 | 3.261% | 0.00070038 | 0.00072322 | 18.6489 | 2.4932 | 14.959 | 39.9756 | 5.3443 | 32.066 | 39.6779 | 4.0782 | 19.8851 | 18.6489 | 2.4932 | 14.959 | 41.0765 | 5.4915 | 32.9491 | 40.7706 | 4.1905 | 20.4328 | 25.8564 | 3.4567 | 41.4809 | 56.952 | 7.6139 | 91.3668 | 56.5279 | 5.81 | 56.6594
VA | INSIG | MUNICIPAL | Thomas, Tim & Denise Residence | VAG401215 | 001 | 1.1137 | 11.37% | 0.00070038 | 0.00078004 | 18.6489 | 2.4932 | 14.959 | 39.9756 | 5.3443 | 32.066 | 28.2621 | 3.6122 | 15.795 | 18.6489 | 2.4932 | 14.959 | 44.3037 | 5.923 | 35.5377 | 31.322 | 4.0033 | 17.5051 | 23.973 | 3.2049 | 38.4593 | 56.952 | 7.6139 | 91.3668 | 40.2641 | 5.1462 | 45.0053
VA | INSIG | MUNICIPAL | Thomasville Furniture Industries Inc - Carysbrook | VA0071692 | 001 | 1.084 | 8.401% | 0.0070038 | 0.0075922 | 18.6489 | 2.4932 | 14.959 | 399.756 | 53.4433 | 320.6599 | 287.1081 | 26.2181 | 85.6424 | 18.6489 | 2.4932 | 14.959 | 431.2105 | 57.6485 | 345.8908 | 309.699 | 28.281 | 92.3811 | 24.6305 | 3.2928 | 39.5141 | 569.5197 | 76.139 | 913.668 | 409.0338 | 37.352 | 244.0241
VA | INSIG | MUNICIPAL | Thompson Angela J Residence | VAG406494 | 001 | 1.083 | 8.299% | 0.00070038 | 0.00075851 | 18.6489 | 2.4932 | 14.959 | 39.9756 | 5.3443 | 32.066 | 19.2496 | 1.5835 | 1.247 | 18.6489 | 2.4932 | 14.959 | 43.0804 | 5.7594 | 34.5564 | 20.7446 | 1.7065 | 1.3438 | 24.6537 | 3.296 | 39.5515 | 56.952 | 7.6139 | 91.3668 | 27.4242 | 2.256 | 3.5531
VA | INSIG | MUNICIPAL | Thompson Building Corp Caroline Village | VAG406524 | 001 | 1.1048 | 10.48% | 0.00070038 | 0.00077379 | 18.6489 | 2.4932 | 14.959 | 39.9756 | 5.3443 | 32.066 | 27.971 | 1.8517 | 1.162 | 18.6489 | 2.4932 | 14.959 | 43.9486 | 5.8755 | 35.2529 | 30.7509 | 2.0358 | 1.2775 | 24.1667 | 3.2308 | 38.7701 | 56.952 | 7.6139 | 91.3668 | 39.8494 | 2.6381 | 3.311
VA | INSIG | MUNICIPAL | Thompson Tammy Residence | VAG401710 | 001 | 1.0326 | 3.261% | 0.00070038 | 0.00072322 | 18.6489 | 2.4932 | 14.959 | 39.9756 | 5.3443 | 32.066 | 17.8404 | 2.9798 | 6.5386 | 18.6489 | 2.4932 | 14.959 | 41.0765 | 5.4915 | 32.9491 | 18.3317 | 3.0618 | 6.7187 | 25.8564 | 3.4567 | 41.4809 | 56.952 | 7.6139 | 91.3668 | 25.4167 | 4.2452 | 18.6308
VA | INSIG | MUNICIPAL | Thompson Thomas D Property | VAG406491 | 001 | 1.0763 | 7.634% | 0.00070038 | 0.00075385 | 18.6489 | 2.4932 | 14.959 | 39.9756 | 5.3443 | 32.066 | 18.8701 | 2.5082 | 7.4154 | 18.6489 | 2.4932 | 14.959 | 42.8161 | 5.7241 | 34.3445 | 20.2109 | 2.6864 | 7.9423 | 24.8059 | 3.3163 | 39.7956 | 56.952 | 7.6139 | 91.3668 | 26.8836 | 3.5733 | 21.1291
VA | INSIG | MUNICIPAL | Thornburg Community STP | VA0029513 | 001 | 1.3795 | 37.95% | 0.24163 | 0.33333 | 18.6489 | 2.4932 | 14.959 | 13791.5832 | 1843.7945 | 11062.7672 | 3336.0952 | 896.3749 | 695.915 | 18.6489 | 2.4932 | 14.959 | 18932.1599 | 2531.0374 | 15186.2245 | 4579.5676 | 1230.4834 | 955.3054 | 19.3545 | 2.5875 | 31.0499 | 19648.4303 | 2626.7955 | 31521.546 | 4752.8288 | 1277.0369 | 1982.8959
VA | INSIG | MUNICIPAL | Thornton Gap WWTP | VA0024449 | 001 | 0.99066 | -0.9339% | 0.010506 | 0.010408 | 18.6489 | 2.4932 | 14.959 | 599.6341 | 80.165 | 480.9899 | 328.3739 | 81.6897 | 421.5211 | 18.6489 | 2.4932 | 14.959 | 591.1159 | 79.0262 | 474.1571 | 323.7091 | 80.5292 | 415.5331 | 26.9514 | 3.6031 | 43.2375 | 854.2796 | 114.2085 | 1370.502 | 467.8238 | 116.3807 | 1201.0555
VA | INSIG | MUNICIPAL | Thorpe Joseph H Residence | VAG406220 | 001 | 1.083 | 8.299% | 0.00070038 | 0.00075851 | 18.6489 | 2.4932 | 14.959 | 39.9756 | 5.3443 | 32.066 | 24.5068 | 2.7639 | 4.1324 | 18.6489 | 2.4932 | 14.959 | 43.0804 | 5.7594 | 34.5564 | 26.4101 | 2.9786 | 4.4534 | 24.6537 | 3.296 | 39.5515 | 56.952 | 7.6139 | 91.3668 | 34.914 | 3.9377 | 11.7747
VA | INSIG | MUNICIPAL | Tides Utilities LLC North WWTP | VA0029343 | 001 | 1.0083 | 0.8294% | 0.070038 | 0.070619 | 6.0833 | 0.79781 | 14.959 | 1304.017 | 171.0186 | 3206.5992 | 1273.5185 | 152.0194 | 1194.3027 | 6.0833 | 0.79781 | 14.959 | 1308.3738 | 171.59 | 3217.3126 | 1277.7734 | 152.5273 | 1198.2929 | 8.6379 | 1.1328 | 42.4813 | 1857.7916 | 243.6448 | 9136.68 | 1814.3414 | 216.5773 | 3402.9702
VA | INSIG | MUNICIPAL | Tillett Jimmie Lee and Betty J Residence | VAG404105 | 001 | 1.0569 | 5.688% | 0.00070038 | 0.00074022 | 18.6489 | 2.4932 | 14.959 | 39.9756 | 5.3443 | 32.066 | 23.8043 | 2.8051 | 3.6327 | 18.6489 | 2.4932 | 14.959 | 42.0419 | 5.6206 | 33.7234 | 25.0347 | 2.9501 | 3.8205 | 25.2627 | 3.3774 | 40.5284 | 56.952 | 7.6139 | 91.3668 | 33.9132 | 3.9964 | 10.3509
VA | INSIG | MUNICIPAL | Timber Ridge School | VA0087424 | 001 | 1.1137 | 11.37% | 0.014008 | 0.015601 | 18.6489 | 2.4932 | 14.959 | 799.5121 | 106.8866 | 641.3198 | 556.2396 | 54.7644 | 193.9363 | 18.6489 | 2.4932 | 14.959 | 886.0742 | 118.4591 | 710.7547 | 616.4629 | 60.6936 | 214.9335 | 23.973 | 3.2049 | 38.4593 | 1139.0394 | 152.278 | 1827.336 | 792.4569 | 78.021 | 552.5898
VA | INSIG | MUNICIPAL | Tinder W Michael Sr Residence | VAG406076 | 001 | 1.083 | 8.299% | 0.00070038 | 0.00075851 | 18.6489 | 2.4932 | 14.959 | 39.9756 | 5.3443 | 32.066 | 21.5422 | 2.8315 | 3.7356 | 18.6489 | 2.4932 | 14.959 | 43.0804 | 5.7594 | 34.5564 | 23.2153 | 3.0515 | 4.0257 | 24.6537 | 3.296 | 39.5515 | 56.952 | 7.6139 | 91.3668 | 30.6905 | 4.034 | 10.6439
VA | INSIG | MUNICIPAL | Tinnell Christopher and Bonita Residence 2 | VAG408209 | 001 | 1.0674 | 6.737% | 0.00070038 | 0.00074757 | 18.6489 | 2.4932 | 14.959 | 39.9756 | 5.3443 | 32.066 | 28.45 | 4.3524 | 24.9865 | 18.6489 | 2.4932 | 14.959 | 42.459 | 5.6763 | 34.058 | 30.2174 | 4.6228 | 26.5387 | 25.0145 | 3.3442 | 40.1303 | 56.952 | 7.6139 | 91.3668 | 40.5319 | 6.2007 | 71.1949
VA | INSIG | MUNICIPAL | Toad Run LP Treger Neil Residence | VAG408020 | 001 | 0.99879 | -0.1206% | 0.00070038 | 0.00069954 | 18.6489 | 2.4932 | 14.959 | 39.9756 | 5.3443 | 32.066 | 20.0312 | 3.6123 | 13.9615 | 18.6489 | 2.4932 | 14.959 | 39.7313 | 5.3117 | 31.87 | 19.9088 | 3.5902 | 13.8762 | 26.7319 | 3.5738 | 42.8854 | 56.952 | 7.6139 | 91.3668 | 28.5379 | 5.1463 | 39.7811
VA | INSIG | MUNICIPAL | Tolson Patricia A Residence | VAG406108 | 001 | 1.083 | 8.299% | 0.00070038 | 0.00075851 | 18.6489 | 2.4932 | 14.959 | 39.9756 | 5.3443 | 32.066 | 13.0764 | 0.39154 | 0.14864 | 18.6489 | 2.4932 | 14.959 | 43.0804 | 5.7594 | 34.5564 | 14.092 | 0.42195 | 0.16018 | 24.6537 | 3.296 | 39.5515 | 56.952 | 7.6139 | 91.3668 | 18.6296 | 0.55781 | 0.42352
VA | INSIG | MUNICIPAL | Toms Brook-Maurertown Sanitary District | VA0061549 | 001 | 1.0326 | 3.261% | 0.13237 | 0.13669 | 18.6489 | 2.4932 | 14.959 | 7555.389 | 1010.0787 | 6060.4725 | 6507.7074 | 770.7751 | 3758.29 | 18.6489 | 2.4932 | 14.959 | 7763.4585 | 1037.8955 | 6227.3731 | 6686.9246 | 792.0016 | 3861.7903 | 25.8564 | 3.4567 | 41.4809 | 10763.9227 | 1439.0271 | 17268.3252 | 9271.324 | 1098.0987 | 10708.6327
VA | INSIG | MUNICIPAL | Torrico James M and Deborah A Residence | VAG401999 | 001 | 0.9657 | -3.43% | 0.00070038 | 0.00067636 | 18.6489 | 2.4932 | 14.959 | 39.9756 | 5.3443 | 32.066 | 18.3316 | 3.1555 | 13.0777 | 18.6489 | 2.4932 | 14.959 | 38.415 | 5.1357 | 30.8141 | 17.6159 | 3.0323 | 12.5671 | 27.6479 | 3.6962 | 44.3549 | 56.952 | 7.6139 | 91.3668 | 26.1164 | 4.4955 | 37.2627
VA | INSIG | MUNICIPAL | Town and Country Restaurant | VA0064157 | 001 | 1.1396 | 13.96% | 0.010506 | 0.011972 | 18.6489 | 2.4932 | 14.959 | 599.6341 | 80.165 | 480.9899 | 168.1494 | 26.8754 | 16.2575 | 18.6489 | 2.4932 | 14.959 | 679.9774 | 90.9061 | 545.4364 | 190.6793 | 30.4764 | 18.4358 | 23.4293 | 3.1323 | 37.5871 | 854.2796 | 114.2085 | 1370.502 | 239.5571 | 38.2886 | 46.3232
VA | INSIG | MUNICIPAL | Townes H Carlton and Patricia R Residence | VAG404114 | 001 | 1.0463 | 4.63% | 0.00070038 | 0.00073281 | 18.6489 | 2.4932 | 14.959 | 39.9756 | 5.3443 | 32.066 | 34.4319 | 3.1835 | 7.3165 | 18.6489 | 2.4932 | 14.959 | 41.6208 | 5.5643 | 33.3857 | 35.849 | 3.3145 | 7.6176 | 25.5183 | 3.4115 | 40.9384 | 56.952 | 7.6139 | 91.3668 | 49.054 | 4.5355 | 20.8471
VA | INSIG | MUNICIPAL | Transmontaigne Product Services - Norfolk Dry Bulk | VAG403007 | 001 | 1.1155 | 11.55% | 0.00070038 | 0.00078126 | 18.6489 | 2.4932 | 14.959 | 39.9756 | 5.3443 | 32.066 | 39.2577 | 5.1253 | 9.7013 | 18.6489 | 2.4932 | 14.959 | 44.3725 | 5.9322 | 35.5929 | 43.5756 | 5.6891 | 10.7683 | 23.9358 | 3.2 | 38.3997 | 56.952 | 7.6139 | 91.3668 | 55.9291 | 7.3019 | 27.6423
VA | INSIG | MUNICIPAL | Trinity Development Group | VAG408172 | 001 | 1.084 | 8.401% | 0.00070038 | 0.00075922 | 18.6489 | 2.4932 | 14.959 | 39.9756 | 5.3443 | 32.066 | 21.3013 | 2.6218 | 8.5642 | 18.6489 | 2.4932 | 14.959 | 43.1211 | 5.7648 | 34.5891 | 22.9774 | 2.8281 | 9.2381 | 24.6305 | 3.2928 | 39.5141 | 56.952 | 7.6139 | 91.3668 | 30.3473 | 3.7352 | 24.4024
VA | INSIG | MUNICIPAL | Triplett Kenneth L and Sheryl C Residence | VAG401769 | 001 | 1.1137 | 11.37% | 0.00070038 | 0.00078004 | 18.6489 | 2.4932 | 14.959 | 39.9756 | 5.3443 | 32.066 | 26.2646 | 4.0831 | 18.1167 | 18.6489 | 2.4932 | 14.959 | 44.3037 | 5.923 | 35.5377 | 29.1083 | 4.5252 | 20.0782 | 23.973 | 3.2049 | 38.4593 | 56.952 | 7.6139 | 91.3668 | 37.4184 | 5.8171 | 51.6207
VA | INSIG | MUNICIPAL | Tri-State Christian Service STP | VA0030121 | 001 | 1.0326 | 3.261% | 0.0021012 | 0.0021697 | 18.6489 | 2.4932 | 14.959 | 119.9268 | 16.033 | 96.198 | 53.5212 | 8.9393 | 19.6159 | 18.6489 | 2.4932 | 14.959 | 123.2295 | 16.4745 | 98.8472 | 54.9951 | 9.1855 | 20.1561 | 25.8564 | 3.4567 | 41.4809 | 170.8559 | 22.8417 | 274.1004 | 76.25 | 12.7355 | 55.8923
VA | INSIG | MUNICIPAL | Truth Light & Life Mission | VAG401800 | 001 | 1.0674 | 6.737% | 0.00070038 | 0.00074757 | 18.6489 | 2.4932 | 14.959 | 39.9756 | 5.3443 | 32.066 | 26.2607 | 4.2525 | 17.2348 | 18.6489 | 2.4932 | 14.959 | 42.459 | 5.6763 | 34.058 | 27.8921 | 4.5167 | 18.3054 | 25.0145 | 3.3442 | 40.1303 | 56.952 | 7.6139 | 91.3668 | 37.4128 | 6.0584 | 49.1077
VA | INSIG | MUNICIPAL | Trzicak STP | VA0091774 | 001 | 1.3246 | 32.46% | 0.00070038 | 0.00092774 | 18.6489 | 2.4932 | 14.959 | 39.9756 | 5.3443 | 32.066 | 12.2397 | 2.7055 | 11.915 | 18.6489 | 2.4932 | 14.959 | 52.6922 | 7.0444 | 42.2665 | 16.1333 | 3.5661 | 15.7053 | 20.1565 | 2.6947 | 32.3367 | 56.952 | 7.6139 | 91.3668 | 17.4375 | 3.8544 | 33.9499
VA | INSIG | MUNICIPAL | Tucker/Lindsay Residence | VAG408312 | 001 | 1.0259 | 2.592% | 0.00070038 | 0.00071853 | 18.6489 | 2.4932 | 14.959 | 39.9756 | 5.3443 | 32.066 | 16.6113 | 2.7427 | 13.3544 | 18.6489 | 2.4932 | 14.959 | 40.8102 | 5.4559 | 32.7354 | 16.9581 | 2.8 | 13.6332 | 26.0252 | 3.4793 | 41.7516 | 56.952 | 7.6139 | 91.3668 | 23.6656 | 3.9074 | 38.0513
VA | INSIG | MUNICIPAL | Turner Dennis E and Christy R Residence | VAG408058 | 001 | 1.0674 | 6.737% | 0.00070038 | 0.00074757 | 18.6489 | 2.4932 | 14.959 | 39.9756 | 5.3443 | 32.066 | 23.5291 | 3.1938 | 11.9024 | 18.6489 | 2.4932 | 14.959 | 42.459 | 5.6763 | 34.058 | 24.9908 | 3.3923 | 12.6418 | 25.0145 | 3.3442 | 40.1303 | 56.952 | 7.6139 | 91.3668 | 33.5212 | 4.5502 | 33.9139
VA | INSIG | MUNICIPAL | Turner Dewey P and Ann T Residence | VAG401522 | 001 | 1.1137 | 11.37% | 0.00070038 | 0.00078004 | 18.6489 | 2.4932 | 14.959 | 39.9756 | 5.3443 | 32.066 | 14.3112 | 1.8877 | 6.843 | 18.6489 | 2.4932 | 14.959 | 44.3037 | 5.923 | 35.5377 | 15.8607 | 2.092 | 7.5839 | 23.973 | 3.2049 | 38.4593 | 56.952 | 7.6139 | 91.3668 | 20.3887 | 2.6893 | 19.498
VA | INSIG | MUNICIPAL | Turner James Residence | VAG408021 | 001 | 1.0674 | 6.737% | 0.00070038 | 0.00074757 | 18.6489 | 2.4932 | 14.959 | 39.9756 | 5.3443 | 32.066 | 28.45 | 4.3524 | 24.9865 | 18.6489 | 2.4932 | 14.959 | 42.459 | 5.6763 | 34.058 | 30.2174 | 4.6228 | 26.5387 | 25.0145 | 3.3442 | 40.1303 | 56.952 | 7.6139 | 91.3668 | 40.5319 | 6.2007 | 71.1949
VA | INSIG | MUNICIPAL | Turner Michael and Tasha Residence | VAG408144 | 001 | 1.0674 | 6.737% | 0.00070038 | 0.00074757 | 18.6489 | 2.4932 | 14.959 | 39.9756 | 5.3443 | 32.066 | 32.1296 | 4.3524 | 24.9865 | 18.6489 | 2.4932 | 14.959 | 42.459 | 5.6763 | 34.058 | 34.1256 | 4.6228 | 26.5387 | 25.0145 | 3.3442 | 40.1303 | 56.952 | 7.6139 | 91.3668 | 45.774 | 6.2007 | 71.1949
VA | INSIG | MUNICIPAL | Turner, Larry Residence | VAG401178 | 001 | 1.0478 | 4.78% | 0.00070038 | 0.00073386 | 18.6489 | 2.4932 | 14.959 | 39.9756 | 5.3443 | 32.066 | 25.7687 | 4.2147 | 22.2 | 18.6489 | 2.4932 | 14.959 | 41.6808 | 5.5723 | 33.4338 | 26.8679 | 4.3945 | 23.1469 | 25.4816 | 3.4066 | 40.8796 | 56.952 | 7.6139 | 91.3668 | 36.7119 | 6.0046 | 63.2552
VA | INSIG | MUNICIPAL | Twelve Oaks Farm | VAG401115 | 001 | 1.0326 | 3.261% | 0.00070038 | 0.00072322 | 18.6489 | 2.4932 | 14.959 | 39.9756 | 5.3443 | 32.066 | 32.9787 | 4.0782 | 19.8851 | 18.6489 | 2.4932 | 14.959 | 41.0765 | 5.4915 | 32.9491 | 33.8869 | 4.1905 | 20.4328 | 25.8564 | 3.4567 | 41.4809 | 56.952 | 7.6139 | 91.3668 | 46.9837 | 5.81 | 56.6594
VA | INSIG | MUNICIPAL | Twin Oaks Community STP | VA0088421 | 001 | 1.0763 | 7.634% | 0.0070038 | 0.0075385 | 18.6489 | 2.4932 | 14.959 | 399.756 | 53.4433 | 320.6599 | 203.9485 | 25.0816 | 74.1544 | 18.6489 | 2.4932 | 14.959 | 428.1608 | 57.2408 | 343.4445 | 218.4401 | 26.8638 | 79.4234 | 24.8059 | 3.3163 | 39.7956 | 569.5197 | 76.139 | 913.668 | 290.5589 | 35.733 | 211.2907
VA | INSIG | MUNICIPAL | Two Hills Inc STP | VA0080535 | 001 | 1.0326 | 3.261% | 0.0037821 | 0.0039054 | 18.6489 | 2.4932 | 14.959 | 215.8683 | 28.8594 | 173.1564 | 136.3281 | 22.9106 | 130.3053 | 18.6489 | 2.4932 | 14.959 | 221.8131 | 29.6542 | 177.9249 | 140.0825 | 23.5415 | 133.8938 | 25.8564 | 3.4567 | 41.4809 | 307.5406 | 41.1151 | 493.3807 | 194.2224 | 32.64 | 371.2837
VA | INSIG | MUNICIPAL | Tyler Alma - Residence | VAG406371 | 001 | 1.1098 | 10.98% | 0.00070038 | 0.0007773 | 18.6489 | 2.4932 | 14.959 | 39.9756 | 5.3443 | 32.066 | 28.1945 | 5.2832 | 22.9886 | 18.6489 | 2.4932 | 14.959 | 44.1477 | 5.9021 | 35.4126 | 31.137 | 5.8346 | 25.3878 | 24.0577 | 3.2163 | 38.5952 | 56.952 | 7.6139 | 91.3668 | 40.1677 | 7.5268 | 65.5023
VA | INSIG | MUNICIPAL | Umberger Residence | VAG406404 | 001 | 1.083 | 8.299% | 0.00070038 | 0.00075851 | 18.6489 | 2.4932 | 14.959 | 39.9756 | 5.3443 | 32.066 | 21.5422 | 2.8315 | 3.7356 | 18.6489 | 2.4932 | 14.959 | 43.0804 | 5.7594 | 34.5564 | 23.2153 | 3.0515 | 4.0257 | 24.6537 | 3.296 | 39.5515 | 56.952 | 7.6139 | 91.3668 | 30.6905 | 4.034 | 10.6439
VA | INSIG | MUNICIPAL | UNIMIN Corporation | VAG401033 | 001 | 1.1137 | 11.37% | 0.00070038 | 0.00078004 | 18.6489 | 2.4932 | 14.959 | 39.9756 | 5.3443 | 32.066 | 30.8866 | 2.7382 | 9.6968 | 18.6489 | 2.4932 | 14.959 | 44.3037 | 5.923 | 35.5377 | 34.2306 | 3.0347 | 10.7467 | 23.973 | 3.2049 | 38.4593 | 56.952 | 7.6139 | 91.3668 | 44.0031 | 3.9011 | 27.6295
VA | INSIG | MUNICIPAL | Unionville Elementary School | VA0060330 | 001 | 1.0417 | 4.168% | 0.0032918 | 0.003429 | 18.6489 | 2.4932 | 14.959 | 187.8853 | 25.1184 | 150.7102 | 27.3312 | 4.3668 | 7.0722 | 18.6489 | 2.4932 | 14.959 | 194.7549 | 26.0368 | 156.2205 | 28.3306 | 4.5265 | 7.3307 | 25.6314 | 3.4267 | 41.1198 | 267.6743 | 35.7853 | 429.424 | 38.938 | 6.2213 | 20.1509
VA | INSIG | MUNICIPAL | Unitarian Universalist Church of the Shen Valley | VAG401333 | 001 | 1.1137 | 11.37% | 0.00070038 | 0.00078004 | 18.6489 | 2.4932 | 14.959 | 39.9756 | 5.3443 | 32.066 | 33.3572 | 3.7293 | 17.5855 | 18.6489 | 2.4932 | 14.959 | 44.3037 | 5.923 | 35.5377 | 36.9688 | 4.1331 | 19.4895 | 23.973 | 3.2049 | 38.4593 | 56.952 | 7.6139 | 91.3668 | 47.523 | 5.3131 | 50.1071
VA | INSIG | MUNICIPAL | Uria Shetler Residence | VAG407203 | 001 | 1.0569 | 5.688% | 0.00070038 | 0.00074022 | 18.6489 | 2.4932 | 14.959 | 39.9756 | 5.3443 | 32.066 | 23.3547 | 3.3626 | 6.5623 | 18.6489 | 2.4932 | 14.959 | 42.0419 | 5.6206 | 33.7234 | 24.5619 | 3.5364 | 6.9015 | 25.2627 | 3.3774 | 40.5284 | 56.952 | 7.6139 | 91.3668 | 33.2727 | 4.7906 | 18.6982
VA | INSIG | MUNICIPAL | US Department of Labor-Rescare Incorporated | VA0027618 | 001 | 0.99934 | -0.06639% | 0.028015 | 0.027997 | 18.6489 | 2.4932 | 14.959 | 1599.0241 | 213.7733 | 1282.6397 | 851.4255 | 149.0707 | 545.6399 | 18.6489 | 2.4932 | 14.959 | 1590.1133 | 212.582 | 1275.492 | 846.6808 | 148.24 | 542.5993 | 26.7174 | 3.5718 | 42.8621 | 2278.0789 | 304.556 | 3654.672 | 1212.9989 | 212.3763 | 1554.7118
VA | INSIG | MUNICIPAL | US Federal Emergency Management Agency-Bluemont | VA0024759 | 001 | 1.147 | 14.7% | 0.063035 | 0.072304 | 18.6489 | 2.4932 | 14.959 | 3597.8043 | 480.9899 | 2885.9393 | 1850.2724 | 287.7175 | 931.3612 | 18.6489 | 2.4932 | 14.959 | 4106.5788 | 549.0079 | 3294.0472 | 2111.9241 | 328.4043 | 1063.0673 | 23.2769 | 3.1119 | 37.3426 | 5125.6775 | 685.251 | 8223.012 | 2636.0244 | 409.902 | 2653.7615
VA | INSIG | MUNICIPAL | US Marine Corps - MCB Quantico - Camp Upshur STP | VA0028371 | 001 | 1.083 | 8.299% | 0.098054 | 0.10619 | 18.6489 | 2.4932 | 14.959 | 5596.5845 | 748.2065 | 4489.2389 | 3013.0924 | 372.2792 | 325.9891 | 18.6489 | 2.4932 | 14.959 | 6031.2498 | 806.3168 | 4837.9009 | 3247.1078 | 401.1927 | 351.3074 | 24.6537 | 3.296 | 39.5515 | 7973.2761 | 1065.946 | 12791.352 | 4292.657 | 530.3743 | 928.8525
VA | INSIG | MUNICIPAL | US Post Office - Gore | VAG401933 | 001 | 1.1137 | 11.37% | 0.00070038 | 0.00078004 | 18.6489 | 2.4932 | 14.959 | 39.9756 | 5.3443 | 32.066 | 34.4228 | 2.7382 | 9.6968 | 18.6489 | 2.4932 | 14.959 | 44.3037 | 5.923 | 35.5377 | 38.1497 | 3.0347 | 10.7467 | 23.973 | 3.2049 | 38.4593 | 56.952 | 7.6139 | 91.3668 | 49.041 | 3.9011 | 27.6295
VA | INSIG | MUNICIPAL | US Training & Development Center | VAG401217 | 001 | 1.0674 | 6.737% | 0.00070038 | 0.00074757 | 18.6489 | 2.4932 | 14.959 | 39.9756 | 5.3443 | 32.066 | 25.2598 | 4.2229 | 24.338 | 18.6489 | 2.4932 | 14.959 | 42.459 | 5.6763 | 34.058 | 26.829 | 4.4852 | 25.85 | 25.0145 | 3.3442 | 40.1303 | 56.952 | 7.6139 | 91.3668 | 35.9869 | 6.0162 | 69.3472
VA | INSIG | MUNICIPAL | USA - Fort A P Hill - Cook Camp | VPA00008 | 001 | 1.1048 | 10.48% |  | 0.02 | 18.7 | 2.5 | 30 | 1139.0394 | 152.278 | 1827.336 | 889.0794 | 89.0971 | 193.19 | 18.7 | 2.5 | 30 | 1139.0394 | 152.278 | 1827.336 | 889.0794 | 89.0971 | 193.19 | 18.7 | 2.5 | 30 | 1139.0394 | 152.278 | 1827.336 | 889.0794 | 89.0971 | 193.19
VA | INSIG | MUNICIPAL | USCG Station Milford Haven | VA0022373 | 001 | 0.94785 | -5.215% | 0.0021012 | 0.0019916 | 18.6489 | 2.4932 | 14.959 | 119.9268 | 16.033 | 96.198 | 119.9268 | 16.033 | 96.198 | 18.6489 | 2.4932 | 14.959 | 113.114 | 15.1222 | 90.7332 | 113.114 | 15.1222 | 90.7332 | 28.1687 | 3.7659 | 45.1905 | 170.8559 | 22.8417 | 274.1004 | 170.8559 | 22.8417 | 274.1004
VA | INSIG | MUNICIPAL | Vaffis Christopher - Residence | VAG406374 | 001 | 1.083 | 8.299% | 0.00070038 | 0.00075851 | 18.6489 | 2.4932 | 14.959 | 39.9756 | 5.3443 | 32.066 | 23.3145 | 2.7639 | 4.1324 | 18.6489 | 2.4932 | 14.959 | 43.0804 | 5.7594 | 34.5564 | 25.1253 | 2.9786 | 4.4534 | 24.6537 | 3.296 | 39.5515 | 56.952 | 7.6139 | 91.3668 | 33.2154 | 3.9377 | 11.7747
VA | INSIG | MUNICIPAL | Valley Real Estate LLC Property | VAG401620 | 001 | 1.0478 | 4.78% | 0.00070038 | 0.00073386 | 18.6489 | 2.4932 | 14.959 | 39.9756 | 5.3443 | 32.066 | 30.2567 | 4.4458 | 22.8947 | 18.6489 | 2.4932 | 14.959 | 41.6808 | 5.5723 | 33.4338 | 31.5473 | 4.6355 | 23.8712 | 25.4816 | 3.4066 | 40.8796 | 56.952 | 7.6139 | 91.3668 | 43.1058 | 6.3339 | 65.2346
VA | INSIG | MUNICIPAL | Vaughn, Glenn J Residence | VAG401192 | 001 | 1.0326 | 3.261% | 0.00070038 | 0.00072322 | 18.6489 | 2.4932 | 14.959 | 39.9756 | 5.3443 | 32.066 | 40.5745 | 4.3014 | 27.547 | 18.6489 | 2.4932 | 14.959 | 41.0765 | 5.4915 | 32.9491 | 41.6919 | 4.4199 | 28.3056 | 25.8564 | 3.4567 | 41.4809 | 56.952 | 7.6139 | 91.3668 | 57.8052 | 6.1281 | 78.4907
VA | INSIG | MUNICIPAL | VB Real Estate LLC Property | VAG408321 | 001 | 1.084 | 8.401% | 0.00070038 | 0.00075922 | 18.6489 | 2.4932 | 14.959 | 39.9756 | 5.3443 | 32.066 | 21.3013 | 2.6218 | 8.5642 | 18.6489 | 2.4932 | 14.959 | 43.1211 | 5.7648 | 34.5891 | 22.9774 | 2.8281 | 9.2381 | 24.6305 | 3.2928 | 39.5141 | 56.952 | 7.6139 | 91.3668 | 30.3473 | 3.7352 | 24.4024
VA | INSIG | MUNICIPAL | VDOT - Chimney Rock Area Headquarters | VAG401408 | 001 | 1.0674 | 6.737% | 0.00070038 | 0.00074757 | 18.6489 | 2.4932 | 14.959 | 39.9756 | 5.3443 | 32.066 | 23.5291 | 3.1938 | 11.9024 | 18.6489 | 2.4932 | 14.959 | 42.459 | 5.6763 | 34.058 | 24.9908 | 3.3923 | 12.6418 | 25.0145 | 3.3442 | 40.1303 | 56.952 | 7.6139 | 91.3668 | 33.5212 | 4.5502 | 33.9139
VA | INSIG | MUNICIPAL | VDOT - Residence | VAG406389 | 001 | 1.083 | 8.299% | 0.00070038 | 0.00075851 | 18.6489 | 2.4932 | 14.959 | 39.9756 | 5.3443 | 32.066 | 23.7739 | 2.7639 | 4.1324 | 18.6489 | 2.4932 | 14.959 | 43.0804 | 5.7594 | 34.5564 | 25.6203 | 2.9786 | 4.4534 | 24.6537 | 3.296 | 39.5515 | 56.952 | 7.6139 | 91.3668 | 33.8699 | 3.9377 | 11.7747
VA | INSIG | MUNICIPAL | VDOT - Route 13 Information Center | VA0023078 | 001 | 0.97343 | -2.657% | 0.014008 | 0.013635 | 18.6489 | 2.4932 | 14.959 | 799.5121 | 106.8866 | 641.3198 | 524.1711 | 85.8811 | 93.2496 | 18.6489 | 2.4932 | 14.959 | 774.4455 | 103.5355 | 621.213 | 507.7371 | 83.1885 | 90.326 | 27.4285 | 3.6669 | 44.0029 | 1139.0394 | 152.278 | 1827.336 | 746.7699 | 122.3521 | 265.6996
VA | INSIG | MUNICIPAL | VDOT I64 Rest Area - Alleghany Co | VA0075574 | 001 | 0.91292 | -8.708% | 0.010506 | 0.0095909 | 18.6489 | 2.4932 | 14.959 | 599.6341 | 80.165 | 480.9899 | 203.8577 | 24.7729 | 112.2593 | 18.6489 | 2.4932 | 14.959 | 544.7294 | 72.8248 | 436.9488 | 185.1918 | 22.5046 | 101.9804 | 29.2464 | 3.9099 | 46.9194 | 854.2796 | 114.2085 | 1370.502 | 290.4296 | 35.2932 | 319.8645
VA | INSIG | MUNICIPAL | VDOT I81 Rest Area - Botetourt | VA0023141 | 001 | 1.0413 | 4.13% | 0.0070038 | 0.0072931 | 18.6489 | 2.4932 | 14.959 | 399.756 | 53.4433 | 320.6599 | 189.3971 | 36.7501 | 140.4043 | 18.6489 | 2.4932 | 14.959 | 414.2226 | 55.3774 | 332.2641 | 196.2511 | 38.08 | 145.4854 | 25.6406 | 3.4279 | 41.1347 | 569.5197 | 76.139 | 913.668 | 269.828 | 52.3567 | 400.0592
VA | INSIG | MUNICIPAL | VDOT Interstate 64 Goochland Rest Area | VA0023108 | 001 | 1.0794 | 7.936% | 0.014008 | 0.015119 | 18.6489 | 2.4932 | 14.959 | 799.5121 | 106.8866 | 641.3198 | 495.7135 | 59.0198 | 181.413 | 18.6489 | 2.4932 | 14.959 | 858.7248 | 114.8028 | 688.8167 | 532.4266 | 63.3909 | 194.8487 | 24.7365 | 3.307 | 39.6842 | 1139.0394 | 152.278 | 1827.336 | 706.2272 | 84.0836 | 516.9068
VA | INSIG | MUNICIPAL | Verizon Virginia Inc - Gunston Central Office | VAG406088 | 001 | 1.0658 | 6.585% | 0.00070038 | 0.0007465 | 18.6489 | 2.4932 | 14.959 | 39.9756 | 5.3443 | 32.066 | 33.0995 | 4.295 | 14.8362 | 18.6489 | 2.4932 | 14.959 | 42.3986 | 5.6683 | 34.0096 | 35.1058 | 4.5553 | 15.7355 | 25.0502 | 3.349 | 40.1874 | 56.952 | 7.6139 | 91.3668 | 47.1558 | 6.1189 | 42.2734
VA | INSIG | MUNICIPAL | Vesper View STP | VA0067962 | 001 | 1.0478 | 4.78% | 0.070038 | 0.073386 | 18.6489 | 2.4932 | 14.959 | 3997.5603 | 534.4332 | 3206.5992 | 2652.7213 | 420.3313 | 1868.4646 | 18.6489 | 2.4932 | 14.959 | 4168.0765 | 557.2295 | 3343.3768 | 2765.8733 | 438.2605 | 1948.164 | 25.4816 | 3.4066 | 40.8796 | 5695.1972 | 761.39 | 9136.68 | 3779.2478 | 598.8326 | 5323.8842
VA | INSIG | MUNICIPAL | Viar Bret Nicholas Residence | VAG401526 | 001 | 1.1137 | 11.37% | 0.00070038 | 0.00078004 | 18.6489 | 2.4932 | 14.959 | 39.9756 | 5.3443 | 32.066 | 31.4753 | 3.6122 | 15.795 | 18.6489 | 2.4932 | 14.959 | 44.3037 | 5.923 | 35.5377 | 34.8831 | 4.0033 | 17.5051 | 23.973 | 3.2049 | 38.4593 | 56.952 | 7.6139 | 91.3668 | 44.8419 | 5.1462 | 45.0053
VA | INSIG | MUNICIPAL | VICA | VA0061280 | 001 | 1.147 | 14.7% | 0.0029416 | 0.0033742 | 18.6489 | 2.4932 | 14.959 | 167.8975 | 22.4462 | 134.6772 | 128.599 | 13.4609 | 40.3331 | 18.6489 | 2.4932 | 14.959 | 191.6403 | 25.6204 | 153.7222 | 146.7846 | 15.3645 | 46.0367 | 23.2769 | 3.1119 | 37.3426 | 239.1983 | 31.9784 | 383.7406 | 183.211 | 19.1774 | 114.9225
VA | INSIG | MUNICIPAL | Victory Worship Center STP | VAG401896 | 001 | 1.0478 | 4.78% | 0.00070038 | 0.00073386 | 18.6489 | 2.4932 | 14.959 | 39.9756 | 5.3443 | 32.066 | 14.1552 | 4.3163 | 23.5138 | 18.6489 | 2.4932 | 14.959 | 41.6808 | 5.5723 | 33.4338 | 14.759 | 4.5004 | 24.5168 | 25.4816 | 3.4066 | 40.8796 | 56.952 | 7.6139 | 91.3668 | 20.1664 | 6.1493 | 66.9986
VA | INSIG | MUNICIPAL | Vignola Robert Residence | VAG406298 | 001 | 1.083 | 8.299% | 0.00070038 | 0.00075851 | 18.6489 | 2.4932 | 14.959 | 39.9756 | 5.3443 | 32.066 | 21.8129 | 2.8315 | 3.7356 | 18.6489 | 2.4932 | 14.959 | 43.0804 | 5.7594 | 34.5564 | 23.507 | 3.0515 | 4.0257 | 24.6537 | 3.296 | 39.5515 | 56.952 | 7.6139 | 91.3668 | 31.0761 | 4.034 | 10.6439
VA | INSIG | MUNICIPAL | Villarreal J M and Carla Residence | VAG401290 | 001 | 1.1137 | 11.37% | 0.00070038 | 0.00078004 | 18.6489 | 2.4932 | 14.959 | 39.9756 | 5.3443 | 32.066 | 33.2107 | 2.7382 | 9.6968 | 18.6489 | 2.4932 | 14.959 | 44.3037 | 5.923 | 35.5377 | 36.8063 | 3.0347 | 10.7467 | 23.973 | 3.2049 | 38.4593 | 56.952 | 7.6139 | 91.3668 | 47.3142 | 3.9011 | 27.6295
VA | INSIG | MUNICIPAL | Virginia Correctional Center for Women | VA0020702 | 001 | 1.0794 | 7.936% | 0.21012 | 0.22679 | 18.6489 | 2.4932 | 14.959 | 11992.681 | 1603.2996 | 9619.7976 | 9143.5075 | 885.2971 | 2721.1954 | 18.6489 | 2.4932 | 14.959 | 12880.8719 | 1722.0417 | 10332.2502 | 9820.6856 | 950.8632 | 2922.7301 | 24.7365 | 3.307 | 39.6842 | 17085.5916 | 2284.17 | 27410.04 | 13026.4646 | 1261.2546 | 7753.6013
VA | INSIG | MUNICIPAL | Virginia Oil - Zion Crossroads | VA0088706 | 001 | 1.0763 | 7.634% | 0.027665 | 0.029777 | 18.6489 | 2.4932 | 14.959 | 1579.0363 | 211.1011 | 1266.6067 | 558.3496 | 27.8994 | 39.2646 | 18.6489 | 2.4932 | 14.959 | 1691.2353 | 226.101 | 1356.6058 | 598.0233 | 29.8818 | 42.0546 | 24.8059 | 3.3163 | 39.7956 | 2249.6029 | 300.7491 | 3608.9886 | 795.4629 | 39.7473 | 111.8782
VA | INSIG | MUNICIPAL | Virginian Markette Inc | VAG402020 | 001 | 1.0413 | 4.13% | 0.00070038 | 0.00072931 | 18.6489 | 2.4932 | 14.959 | 39.9756 | 5.3443 | 32.066 | 18.5112 | 3.675 | 14.0404 | 18.6489 | 2.4932 | 14.959 | 41.4223 | 5.5377 | 33.2264 | 19.1811 | 3.808 | 14.5485 | 25.6406 | 3.4279 | 41.1347 | 56.952 | 7.6139 | 91.3668 | 26.3724 | 5.2357 | 40.0059
VA | INSIG | MUNICIPAL | Vistas at Dunlap Creek Lot 12 | VAG402124 | 001 | 0.91292 | -8.708% | 0.00070038 | 0.00063939 | 18.6489 | 2.4932 | 14.959 | 39.9756 | 5.3443 | 32.066 | 15.8874 | 1.7259 | 8.3371 | 18.6489 | 2.4932 | 14.959 | 36.3153 | 4.855 | 29.1299 | 14.4327 | 1.5678 | 7.5737 | 29.2464 | 3.9099 | 46.9194 | 56.952 | 7.6139 | 91.3668 | 22.6343 | 2.4588 | 23.7551
VA | INSIG | MUNICIPAL | Vistas at Dunlap Creek Lot 16 | VAG402125 | 001 | 0.91292 | -8.708% | 0.00070038 | 0.00063939 | 18.6489 | 2.4932 | 14.959 | 39.9756 | 5.3443 | 32.066 | 15.8874 | 1.7259 | 8.3371 | 18.6489 | 2.4932 | 14.959 | 36.3153 | 4.855 | 29.1299 | 14.4327 | 1.5678 | 7.5737 | 29.2464 | 3.9099 | 46.9194 | 56.952 | 7.6139 | 91.3668 | 22.6343 | 2.4588 | 23.7551
VA | INSIG | MUNICIPAL | Vistas at Dunlap Creek Lot 25 | VAG402126 | 001 | 0.91292 | -8.708% | 0.00070038 | 0.00063939 | 18.6489 | 2.4932 | 14.959 | 39.9756 | 5.3443 | 32.066 | 15.8874 | 1.7259 | 8.3371 | 18.6489 | 2.4932 | 14.959 | 36.3153 | 4.855 | 29.1299 | 14.4327 | 1.5678 | 7.5737 | 29.2464 | 3.9099 | 46.9194 | 56.952 | 7.6139 | 91.3668 | 22.6343 | 2.4588 | 23.7551
VA | INSIG | MUNICIPAL | Vistas at Dunlap Creek Lot 26 | VAG402127 | 001 | 0.91292 | -8.708% | 0.00070038 | 0.00063939 | 18.6489 | 2.4932 | 14.959 | 39.9756 | 5.3443 | 32.066 | 15.8874 | 1.7259 | 8.3371 | 18.6489 | 2.4932 | 14.959 | 36.3153 | 4.855 | 29.1299 | 14.4327 | 1.5678 | 7.5737 | 29.2464 | 3.9099 | 46.9194 | 56.952 | 7.6139 | 91.3668 | 22.6343 | 2.4588 | 23.7551
VA | INSIG | MUNICIPAL | Vistas at Dunlap Creek Lot 27 | VAG402128 | 001 | 0.91292 | -8.708% | 0.00070038 | 0.00063939 | 18.6489 | 2.4932 | 14.959 | 39.9756 | 5.3443 | 32.066 | 15.8874 | 1.7259 | 8.3371 | 18.6489 | 2.4932 | 14.959 | 36.3153 | 4.855 | 29.1299 | 14.4327 | 1.5678 | 7.5737 | 29.2464 | 3.9099 | 46.9194 | 56.952 | 7.6139 | 91.3668 | 22.6343 | 2.4588 | 23.7551
VA | INSIG | MUNICIPAL | Vistas at Dunlap Creek Lot 28 | VAG402129 | 001 | 0.91292 | -8.708% | 0.00070038 | 0.00063939 | 18.6489 | 2.4932 | 14.959 | 39.9756 | 5.3443 | 32.066 | 15.8874 | 1.7259 | 8.3371 | 18.6489 | 2.4932 | 14.959 | 36.3153 | 4.855 | 29.1299 | 14.4327 | 1.5678 | 7.5737 | 29.2464 | 3.9099 | 46.9194 | 56.952 | 7.6139 | 91.3668 | 22.6343 | 2.4588 | 23.7551
VA | INSIG | MUNICIPAL | Vistas at Dunlap Creek Lot 29 | VAG402130 | 001 | 0.91292 | -8.708% | 0.00070038 | 0.00063939 | 18.6489 | 2.4932 | 14.959 | 39.9756 | 5.3443 | 32.066 | 15.8874 | 1.7259 | 8.3371 | 18.6489 | 2.4932 | 14.959 | 36.3153 | 4.855 | 29.1299 | 14.4327 | 1.5678 | 7.5737 | 29.2464 | 3.9099 | 46.9194 | 56.952 | 7.6139 | 91.3668 | 22.6343 | 2.4588 | 23.7551
VA | INSIG | MUNICIPAL | Vlasits Guy Residence | VAG408212 | 001 | 1.0674 | 6.737% | 0.00070038 | 0.00074757 | 18.6489 | 2.4932 | 14.959 | 39.9756 | 5.3443 | 32.066 | 22.5959 | 4.3524 | 24.9865 | 18.6489 | 2.4932 | 14.959 | 42.459 | 5.6763 | 34.058 | 23.9996 | 4.6228 | 26.5387 | 25.0145 | 3.3442 | 40.1303 | 56.952 | 7.6139 | 91.3668 | 32.1916 | 6.2007 | 71.1949
VA | INSIG | MUNICIPAL | Vormbrock David G Residence | VAG408145 | 001 | 1.0326 | 3.261% | 0.00070038 | 0.00072322 | 18.6489 | 2.4932 | 14.959 | 39.9756 | 5.3443 | 32.066 | 39.6779 | 4.0782 | 19.8851 | 18.6489 | 2.4932 | 14.959 | 41.0765 | 5.4915 | 32.9491 | 40.7706 | 4.1905 | 20.4328 | 25.8564 | 3.4567 | 41.4809 | 56.952 | 7.6139 | 91.3668 | 56.5279 | 5.81 | 56.6594
VA | INSIG | MUNICIPAL | Wakeland Manor Residence | VAG401424 | 001 | 1.1137 | 11.37% | 0.00070038 | 0.00078004 | 18.6489 | 2.4932 | 14.959 | 39.9756 | 5.3443 | 32.066 | 31.4341 | 3.8044 | 22.8462 | 18.6489 | 2.4932 | 14.959 | 44.3037 | 5.923 | 35.5377 | 34.8374 | 4.2163 | 25.3198 | 23.973 | 3.2049 | 38.4593 | 56.952 | 7.6139 | 91.3668 | 44.7831 | 5.42 | 65.0966
VA | INSIG | MUNICIPAL | Wakeman Michael N Residence | VAG401820 | 001 | 1.0326 | 3.261% | 0.00070038 | 0.00072322 | 18.6489 | 2.4932 | 14.959 | 39.9756 | 5.3443 | 32.066 | 35.6466 | 4.0782 | 19.8851 | 18.6489 | 2.4932 | 14.959 | 41.0765 | 5.4915 | 32.9491 | 36.6282 | 4.1905 | 20.4328 | 25.8564 | 3.4567 | 41.4809 | 56.952 | 7.6139 | 91.3668 | 50.7845 | 5.81 | 56.6594
VA | INSIG | MUNICIPAL | Walker, David & Lisa Residence | VAG401570 | 001 | 1.1137 | 11.37% | 0.00070038 | 0.00078004 | 18.6489 | 2.4932 | 14.959 | 39.9756 | 5.3443 | 32.066 | 34.4228 | 2.7382 | 9.6968 | 18.6489 | 2.4932 | 14.959 | 44.3037 | 5.923 | 35.5377 | 38.1497 | 3.0347 | 10.7467 | 23.973 | 3.2049 | 38.4593 | 56.952 | 7.6139 | 91.3668 | 49.041 | 3.9011 | 27.6295
VA | INSIG | MUNICIPAL | Walker, Herman & Eva Residence | VAG401206 | 001 | 1.1137 | 11.37% | 0.00070038 | 0.00078004 | 18.6489 | 2.4932 | 14.959 | 39.9756 | 5.3443 | 32.066 | 33.2107 | 2.7382 | 9.6968 | 18.6489 | 2.4932 | 14.959 | 44.3037 | 5.923 | 35.5377 | 36.8063 | 3.0347 | 10.7467 | 23.973 | 3.2049 | 38.4593 | 56.952 | 7.6139 | 91.3668 | 47.3142 | 3.9011 | 27.6295
VA | INSIG | MUNICIPAL | Walker, Peter & Laura Residence | VAG401069 | 001 | 1.0774 | 7.738% | 0.00070038 | 0.00075458 | 18.6489 | 2.4932 | 14.959 | 39.9756 | 5.3443 | 32.066 | 38.1591 | 3.9471 | 18.6246 | 18.6489 | 2.4932 | 14.959 | 42.8575 | 5.7296 | 34.3777 | 40.9101 | 4.2316 | 19.9673 | 24.7819 | 3.3131 | 39.7571 | 56.952 | 7.6139 | 91.3668 | 54.364 | 5.6233 | 53.0678
VA | INSIG | MUNICIPAL | Wallach Richard Residence | VAG406427 | 001 | 1.083 | 8.299% | 0.00070038 | 0.00075851 | 18.6489 | 2.4932 | 14.959 | 39.9756 | 5.3443 | 32.066 | 20.5883 | 2.6591 | 2.3285 | 18.6489 | 2.4932 | 14.959 | 43.0804 | 5.7594 | 34.5564 | 22.1873 | 2.8657 | 2.5093 | 24.6537 | 3.296 | 39.5515 | 56.952 | 7.6139 | 91.3668 | 29.3315 | 3.7884 | 6.6347
VA | INSIG | MUNICIPAL | Waller Thomas N and Mary H Residence | VAG404222 | 001 | 1.0844 | 8.436% | 0.00070038 | 0.00075946 | 18.6489 | 2.4932 | 14.959 | 39.9756 | 5.3443 | 32.066 | 19.2721 | 2.192 | 9.0266 | 18.6489 | 2.4932 | 14.959 | 43.1348 | 5.7667 | 34.6001 | 20.7951 | 2.3653 | 9.7399 | 24.6226 | 3.2918 | 39.5015 | 56.952 | 7.6139 | 91.3668 | 27.4563 | 3.1229 | 25.7197
VA | INSIG | MUNICIPAL | Walsh, Michael & Deborah Residence | VAG401144 | 001 | 1.0674 | 6.737% | 0.00070038 | 0.00074757 | 18.6489 | 2.4932 | 14.959 | 39.9756 | 5.3443 | 32.066 | 16.9136 | 3.6582 | 15.5605 | 18.6489 | 2.4932 | 14.959 | 42.459 | 5.6763 | 34.058 | 17.9643 | 3.8855 | 16.5271 | 25.0145 | 3.3442 | 40.1303 | 56.952 | 7.6139 | 91.3668 | 24.0962 | 5.2118 | 44.337
VA | INSIG | MUNICIPAL | Walter III, George Residence | VAG401885 | 001 | 1.0326 | 3.261% | 0.00070038 | 0.00072322 | 18.6489 | 2.4932 | 14.959 | 39.9756 | 5.3443 | 32.066 | 22.7105 | 2.9257 | 12.7111 | 18.6489 | 2.4932 | 14.959 | 41.0765 | 5.4915 | 32.9491 | 23.3359 | 3.0063 | 13.0611 | 25.8564 | 3.4567 | 41.4809 | 56.952 | 7.6139 | 91.3668 | 32.3549 | 4.1682 | 36.2181
VA | INSIG | MUNICIPAL | Walther, Ronald W Residence | VAG401122 | 001 | 1.1137 | 11.37% | 0.00070038 | 0.00078004 | 18.6489 | 2.4932 | 14.959 | 39.9756 | 5.3443 | 32.066 | 28.6572 | 2.7382 | 9.6968 | 18.6489 | 2.4932 | 14.959 | 44.3037 | 5.923 | 35.5377 | 31.7599 | 3.0347 | 10.7467 | 23.973 | 3.2049 | 38.4593 | 56.952 | 7.6139 | 91.3668 | 40.827 | 3.9011 | 27.6295
VA | INSIG | MUNICIPAL | Wanless, Gary Residence | VAG401134 | 001 | 1.0326 | 3.261% | 0.00070038 | 0.00072322 | 18.6489 | 2.4932 | 14.959 | 39.9756 | 5.3443 | 32.066 | 17.3398 | 2.9798 | 6.5386 | 18.6489 | 2.4932 | 14.959 | 41.0765 | 5.4915 | 32.9491 | 17.8173 | 3.0618 | 6.7187 | 25.8564 | 3.4567 | 41.4809 | 56.952 | 7.6139 | 91.3668 | 24.7035 | 4.2452 | 18.6308
VA | INSIG | MUNICIPAL | Warm Springs STP | VA0028233 | 001 | 1.0259 | 2.592% | 0.098054 | 0.10059 | 10.6708 | 1.3962 | 14.959 | 3202.3237 | 418.9956 | 4489.2389 | 326.7839 | 95.0119 | 204.4397 | 10.6708 | 1.3962 | 14.959 | 3269.1775 | 427.7428 | 4582.9591 | 333.606 | 96.9954 | 208.7077 | 14.8914 | 1.9484 | 41.7516 | 4562.2489 | 596.9298 | 12791.352 | 465.5586 | 135.3604 | 582.5175
VA | INSIG | MUNICIPAL | Warplay Paintball | VAG406460 | 001 | 1.0417 | 4.168% | 0.00070038 | 0.00072958 | 18.6489 | 2.4932 | 14.959 | 39.9756 | 5.3443 | 32.066 | 23.5662 | 4.9641 | 19.9509 | 18.6489 | 2.4932 | 14.959 | 41.4372 | 5.5397 | 33.2384 | 24.4278 | 5.1456 | 20.6803 | 25.6314 | 3.4267 | 41.1198 | 56.952 | 7.6139 | 91.3668 | 33.574 | 7.0723 | 56.8467
VA | INSIG | MUNICIPAL | Warren Kevin C Residence | VAG407280 | 001 | 1.0569 | 5.688% | 0.00070038 | 0.00074022 | 18.6489 | 2.4932 | 14.959 | 39.9756 | 5.3443 | 32.066 | 21.3764 | 2.8051 | 3.6327 | 18.6489 | 2.4932 | 14.959 | 42.0419 | 5.6206 | 33.7234 | 22.4813 | 2.9501 | 3.8205 | 25.2627 | 3.3774 | 40.5284 | 56.952 | 7.6139 | 91.3668 | 30.4542 | 3.9964 | 10.3509
VA | INSIG | MUNICIPAL | Washington District Elementary School | VA0082058 | 001 | 1.0352 | 3.519% | 0.0042023 | 0.0043502 | 18.6489 | 2.4932 | 14.959 | 239.8536 | 32.066 | 192.396 | 207.537 | 22.4778 | 38.8736 | 18.6489 | 2.4932 | 14.959 | 247.0736 | 33.0312 | 198.1874 | 213.7842 | 23.1544 | 40.0437 | 25.7921 | 3.4481 | 41.3777 | 341.7118 | 45.6834 | 548.2008 | 295.6714 | 32.0234 | 110.7639
VA | INSIG | MUNICIPAL | Waterford Sewage Treatment Plant | VA0060500 | 001 | 1.2196 | 21.96% | 0.040622 | 0.049541 | 18.6489 | 2.4932 | 14.959 | 2318.585 | 309.9713 | 1859.8275 | 1646.7189 | 192.6122 | 652.6472 | 18.6489 | 2.4932 | 14.959 | 2813.7544 | 376.1704 | 2257.0222 | 1998.401 | 233.7475 | 792.03 | 21.8929 | 2.9269 | 35.1224 | 3303.2144 | 441.6062 | 5299.2744 | 2346.0281 | 274.4085 | 1859.6115
VA | INSIG | MUNICIPAL | Watson Delmer R Residence | VAG406073 | 001 | 1.0417 | 4.168% | 0.00070038 | 0.00072958 | 18.6489 | 2.4932 | 14.959 | 39.9756 | 5.3443 | 32.066 | 23.6083 | 3.3168 | 18.1682 | 18.6489 | 2.4932 | 14.959 | 41.4372 | 5.5397 | 33.2384 | 24.4715 | 3.4381 | 18.8325 | 25.6314 | 3.4267 | 41.1198 | 56.952 | 7.6139 | 91.3668 | 33.634 | 4.7253 | 51.7674
VA | INSIG | MUNICIPAL | Watson Rick and Charlene Residence | VAG408346 | 001 | 0.99879 | -0.1206% | 0.00070038 | 0.00069954 | 18.6489 | 2.4932 | 14.959 | 39.9756 | 5.3443 | 32.066 | 18.7276 | 3.87 | 15.3748 | 18.6489 | 2.4932 | 14.959 | 39.7313 | 5.3117 | 31.87 | 18.6131 | 3.8463 | 15.2808 | 26.7319 | 3.5738 | 42.8854 | 56.952 | 7.6139 | 91.3668 | 26.6806 | 5.5134 | 43.8079
VA | INSIG | MUNICIPAL | Watson, Laura M Residence | VAG401444 | 001 | 1.1137 | 11.37% | 0.00070038 | 0.00078004 | 18.6489 | 2.4932 | 14.959 | 39.9756 | 5.3443 | 32.066 | 11.7356 | 0.43313 | 0.72002 | 18.6489 | 2.4932 | 14.959 | 44.3037 | 5.923 | 35.5377 | 13.0062 | 0.48002 | 0.79798 | 23.973 | 3.2049 | 38.4593 | 56.952 | 7.6139 | 91.3668 | 16.7194 | 0.61706 | 2.0516
VA | INSIG | MUNICIPAL | Watts Allison Residence | VAG406483 | 001 | 1.1098 | 10.98% | 0.00070038 | 0.0007773 | 18.6489 | 2.4932 | 14.959 | 39.9756 | 5.3443 | 32.066 | 28.6621 | 4.7953 | 19.883 | 18.6489 | 2.4932 | 14.959 | 44.1477 | 5.9021 | 35.4126 | 31.6534 | 5.2958 | 21.9581 | 24.0577 | 3.2163 | 38.5952 | 56.952 | 7.6139 | 91.3668 | 40.8339 | 6.8318 | 56.6533
VA | INSIG | MUNICIPAL | Watts Place | VA0089591 | 001 | 0.99879 | -0.1206% | 0.0052529 | 0.0052465 | 18.6489 | 2.4932 | 14.959 | 299.817 | 40.0825 | 240.4949 | 99.5971 | 7.6898 | 15.6435 | 18.6489 | 2.4932 | 14.959 | 297.9846 | 39.8375 | 239.0251 | 98.9884 | 7.6428 | 15.5479 | 26.7319 | 3.5738 | 42.8854 | 427.1398 | 57.1043 | 685.251 | 141.8928 | 10.9554 | 44.5736
VA | INSIG | MUNICIPAL | Weaver James L Residence | VAG401110 | 001 | 1.0478 | 4.78% | 0.00070038 | 0.00073386 | 18.6489 | 2.4932 | 14.959 | 39.9756 | 5.3443 | 32.066 | 27.8193 | 4.4458 | 22.8947 | 18.6489 | 2.4932 | 14.959 | 41.6808 | 5.5723 | 33.4338 | 29.006 | 4.6355 | 23.8712 | 25.4816 | 3.4066 | 40.8796 | 56.952 | 7.6139 | 91.3668 | 39.6333 | 6.3339 | 65.2346
VA | INSIG | MUNICIPAL | Weaver Jonathan and Diane G Residence | VAG408051 | 001 | 1.0674 | 6.737% | 0.00070038 | 0.00074757 | 18.6489 | 2.4932 | 14.959 | 39.9756 | 5.3443 | 32.066 | 26.8262 | 4.3524 | 24.9865 | 18.6489 | 2.4932 | 14.959 | 42.459 | 5.6763 | 34.058 | 28.4927 | 4.6228 | 26.5387 | 25.0145 | 3.3442 | 40.1303 | 56.952 | 7.6139 | 91.3668 | 38.2184 | 6.2007 | 71.1949
VA | INSIG | MUNICIPAL | Weaver's Garage, Inc. | VAG401882 | 001 | 1.0417 | 4.166% | 0.00070038 | 0.00072956 | 18.6489 | 2.4932 | 14.959 | 39.9756 | 5.3443 | 32.066 | 16.5438 | 4.2763 | 23.7889 | 18.6489 | 2.4932 | 14.959 | 41.4365 | 5.5396 | 33.2378 | 17.1484 | 4.4326 | 24.6583 | 25.6318 | 3.4267 | 41.1205 | 56.952 | 7.6139 | 91.3668 | 23.5694 | 6.0923 | 67.7827
VA | INSIG | MUNICIPAL | Wee Care Christian Learning Center LLC | VAG404258 | 001 | 1.0844 | 8.436% | 0.00070038 | 0.00075946 | 18.6489 | 2.4932 | 14.959 | 39.9756 | 5.3443 | 32.066 | 10.3384 | 1.8742 | 7.3553 | 18.6489 | 2.4932 | 14.959 | 43.1348 | 5.7667 | 34.6001 | 11.1554 | 2.0223 | 7.9366 | 24.6226 | 3.2918 | 39.5015 | 56.952 | 7.6139 | 91.3668 | 14.7288 | 2.6701 | 20.9577
VA | INSIG | MUNICIPAL | Weekley Earle P Jr Residence | VAG408022 | 001 | 1.0674 | 6.737% | 0.00070038 | 0.00074757 | 18.6489 | 2.4932 | 14.959 | 39.9756 | 5.3443 | 32.066 | 19.5402 | 4.1451 | 20.8048 | 18.6489 | 2.4932 | 14.959 | 42.459 | 5.6763 | 34.058 | 20.7541 | 4.4026 | 22.0972 | 25.0145 | 3.3442 | 40.1303 | 56.952 | 7.6139 | 91.3668 | 27.8384 | 5.9054 | 59.2797
VA | INSIG | MUNICIPAL | Weeks IV James H Residence | VAG406119 | 001 | 1.1396 | 13.96% | 0.00070038 | 0.00079815 | 18.6489 | 2.4932 | 14.959 | 39.9756 | 5.3443 | 32.066 | 30.728 | 4.8628 | 15.7932 | 18.6489 | 2.4932 | 14.959 | 45.3318 | 6.0604 | 36.3624 | 34.8452 | 5.5143 | 17.9093 | 23.4293 | 3.1323 | 37.5871 | 56.952 | 7.6139 | 91.3668 | 43.7772 | 6.9278 | 45.0002
VA | INSIG | MUNICIPAL | Weihofen Mark J Residence | VAG401219 | 001 | 1.0326 | 3.261% | 0.00070038 | 0.00072322 | 18.6489 | 2.4932 | 14.959 | 39.9756 | 5.3443 | 32.066 | 39.6779 | 4.0782 | 19.8851 | 18.6489 | 2.4932 | 14.959 | 41.0765 | 5.4915 | 32.9491 | 40.7706 | 4.1905 | 20.4328 | 25.8564 | 3.4567 | 41.4809 | 56.952 | 7.6139 | 91.3668 | 56.5279 | 5.81 | 56.6594
VA | INSIG | MUNICIPAL | Weir Dan K Residence | VAG401404 | 001 | 1.0774 | 7.738% | 0.00070038 | 0.00075458 | 18.6489 | 2.4932 | 14.959 | 39.9756 | 5.3443 | 32.066 | 33.6416 | 3.7571 | 19.7762 | 18.6489 | 2.4932 | 14.959 | 42.8575 | 5.7296 | 34.3777 | 36.0669 | 4.0279 | 21.2019 | 24.7819 | 3.3131 | 39.7571 | 56.952 | 7.6139 | 91.3668 | 47.9281 | 5.3526 | 56.3491
VA | INSIG | MUNICIPAL | Welch Dawn Residence | VAG401908 | 001 | 1.1137 | 11.37% | 0.00070038 | 0.00078004 | 18.6489 | 2.4932 | 14.959 | 39.9756 | 5.3443 | 32.066 | 28.1078 | 3.6122 | 15.795 | 18.6489 | 2.4932 | 14.959 | 44.3037 | 5.923 | 35.5377 | 31.151 | 4.0033 | 17.5051 | 23.973 | 3.2049 | 38.4593 | 56.952 | 7.6139 | 91.3668 | 40.0443 | 5.1462 | 45.0053
VA | INSIG | MUNICIPAL | Welch Frank W Jr Residence | VAG401373 | 001 | 1.1137 | 11.37% | 0.00070038 | 0.00078004 | 18.6489 | 2.4932 | 14.959 | 39.9756 | 5.3443 | 32.066 | 28.1078 | 3.6122 | 15.795 | 18.6489 | 2.4932 | 14.959 | 44.3037 | 5.923 | 35.5377 | 31.151 | 4.0033 | 17.5051 | 23.973 | 3.2049 | 38.4593 | 56.952 | 7.6139 | 91.3668 | 40.0443 | 5.1462 | 45.0053
VA | INSIG | MUNICIPAL | Wenger Lawrence Residence | VAG408171 | 001 | 1.0674 | 6.737% | 0.00070038 | 0.00074757 | 18.6489 | 2.4932 | 14.959 | 39.9756 | 5.3443 | 32.066 | 21.448 | 4.1451 | 20.8048 | 18.6489 | 2.4932 | 14.959 | 42.459 | 5.6763 | 34.058 | 22.7804 | 4.4026 | 22.0972 | 25.0145 | 3.3442 | 40.1303 | 56.952 | 7.6139 | 91.3668 | 30.5563 | 5.9054 | 59.2797
VA | INSIG | MUNICIPAL | Wenger See Residence | VAG408112 | 001 | 1.0674 | 6.737% | 0.00070038 | 0.00074757 | 18.6489 | 2.4932 | 14.959 | 39.9756 | 5.3443 | 32.066 | 18.539 | 4.1451 | 20.8048 | 18.6489 | 2.4932 | 14.959 | 42.459 | 5.6763 | 34.058 | 19.6907 | 4.4026 | 22.0972 | 25.0145 | 3.3442 | 40.1303 | 56.952 | 7.6139 | 91.3668 | 26.4119 | 5.9054 | 59.2797
VA | INSIG | MUNICIPAL | Wenzel Dorothy G - Residence | VAG406356 | 001 | 1.1098 | 10.98% | 0.00070038 | 0.0007773 | 18.6489 | 2.4932 | 14.959 | 39.9756 | 5.3443 | 32.066 | 28.1945 | 5.2832 | 22.9886 | 18.6489 | 2.4932 | 14.959 | 44.1477 | 5.9021 | 35.4126 | 31.137 | 5.8346 | 25.3878 | 24.0577 | 3.2163 | 38.5952 | 56.952 | 7.6139 | 91.3668 | 40.1677 | 7.5268 | 65.5023
VA | INSIG | MUNICIPAL | Werdebaugh Donald and Donna Residence | VAG401892 | 001 | 1.1137 | 11.37% | 0.00070038 | 0.00078004 | 18.6489 | 2.4932 | 14.959 | 39.9756 | 5.3443 | 32.066 | 30.0912 | 3.8319 | 18.9688 | 18.6489 | 2.4932 | 14.959 | 44.3037 | 5.923 | 35.5377 | 33.3491 | 4.2468 | 21.0226 | 23.973 | 3.2049 | 38.4593 | 56.952 | 7.6139 | 91.3668 | 42.8699 | 5.4592 | 54.0486
VA | INSIG | MUNICIPAL | Westbriar Subdivision STP | VA0082546 | 001 | 0.99934 | -0.06639% | 0.010506 | 0.010499 | 18.6489 | 2.4932 | 14.959 | 599.6341 | 80.165 | 480.9899 | 352.7054 | 55.9015 | 204.615 | 18.6489 | 2.4932 | 14.959 | 596.2925 | 79.7182 | 478.3095 | 350.7398 | 55.59 | 203.4747 | 26.7174 | 3.5718 | 42.8621 | 854.2796 | 114.2085 | 1370.502 | 502.4881 | 79.6411 | 583.0169
VA | INSIG | MUNICIPAL | Westminster Canterbury | VPA01401 | 001 | 1.0083 | 0.8338% |  | 0.05 | 18.7 | 2.5 | 30 | 2847.5986 | 380.695 | 4568.34 | 2736.8922 | 338.402 | 1701.4851 | 18.7 | 2.5 | 30 | 2847.5986 | 380.695 | 4568.34 | 2736.8922 | 338.402 | 1701.4851 | 18.7 | 2.5 | 30 | 2847.5986 | 380.695 | 4568.34 | 2736.8922 | 338.402 | 1701.4851
VA | INSIG | MUNICIPAL | Wetzel Stephen G and Irene W Residence | VAG401411 | 001 | 0.99286 | -0.7145% | 0.00070038 | 0.00069538 | 18.6489 | 2.4932 | 14.959 | 39.9756 | 5.3443 | 32.066 | 34.781 | 4.2575 | 21.0319 | 18.6489 | 2.4932 | 14.959 | 39.495 | 5.2801 | 31.6805 | 34.3629 | 4.2063 | 20.7791 | 26.8918 | 3.5952 | 43.1419 | 56.952 | 7.6139 | 91.3668 | 49.5514 | 6.0655 | 59.9269
VA | INSIG | MUNICIPAL | Whispering Pines Motel | VA0088838 | 001 | 0.97343 | -2.657% | 0.013307 | 0.012954 | 18.6489 | 2.4932 | 14.959 | 759.5365 | 101.5423 | 609.2538 | 548.351 | 49.4252 | 25.9352 | 18.6489 | 2.4932 | 14.959 | 735.7233 | 98.3587 | 590.1523 | 531.1589 | 47.8756 | 25.122 | 27.4285 | 3.6669 | 44.0029 | 1082.0875 | 144.6641 | 1735.9692 | 781.2182 | 70.4145 | 73.898
VA | INSIG | MUNICIPAL | Whitacre H Donald & Penny S Residence | VAG401558 | 001 | 1.1137 | 11.37% | 0.00070038 | 0.00078004 | 18.6489 | 2.4932 | 14.959 | 39.9756 | 5.3443 | 32.066 | 28.7959 | 4.0831 | 18.1167 | 18.6489 | 2.4932 | 14.959 | 44.3037 | 5.923 | 35.5377 | 31.9136 | 4.5252 | 20.0782 | 23.973 | 3.2049 | 38.4593 | 56.952 | 7.6139 | 91.3668 | 41.0246 | 5.8171 | 51.6207
VA | INSIG | MUNICIPAL | White Christopher R Residence | VAG406118 | 001 | 1.147 | 14.7% | 0.00070038 | 0.00080337 | 18.6489 | 2.4932 | 14.959 | 39.9756 | 5.3443 | 32.066 | 23.9255 | 3.3209 | 11.2525 | 18.6489 | 2.4932 | 14.959 | 45.6287 | 6.1001 | 36.6005 | 27.3088 | 3.7905 | 12.8438 | 23.2769 | 3.1119 | 37.3426 | 56.952 | 7.6139 | 91.3668 | 34.0858 | 4.7312 | 32.0623
VA | INSIG | MUNICIPAL | White Hasler Residence | VAG408136 | 001 | 1.0674 | 6.737% | 0.00070038 | 0.00074757 | 18.6489 | 2.4932 | 14.959 | 39.9756 | 5.3443 | 32.066 | 17.1595 | 4.1451 | 20.8048 | 18.6489 | 2.4932 | 14.959 | 42.459 | 5.6763 | 34.058 | 18.2255 | 4.4026 | 22.0972 | 25.0145 | 3.3442 | 40.1303 | 56.952 | 7.6139 | 91.3668 | 24.4467 | 5.9054 | 59.2797
VA | INSIG | MUNICIPAL | Whiteman Charles Residence | VAG406279 | 001 | 1.147 | 14.7% | 0.00070038 | 0.00080337 | 18.6489 | 2.4932 | 14.959 | 39.9756 | 5.3443 | 32.066 | 26.3379 | 3.3928 | 14.4085 | 18.6489 | 2.4932 | 14.959 | 45.6287 | 6.1001 | 36.6005 | 30.0624 | 3.8726 | 16.446 | 23.2769 | 3.1119 | 37.3426 | 56.952 | 7.6139 | 91.3668 | 37.5228 | 4.8336 | 41.0546
VA | INSIG | MUNICIPAL | Widewater Volunteer Fire Department | VAG406114 | 001 | 1.3246 | 32.46% | 0.00070038 | 0.00092774 | 18.6489 | 2.4932 | 14.959 | 39.9756 | 5.3443 | 32.066 | 26.8159 | 2.1942 | 6.1708 | 18.6489 | 2.4932 | 14.959 | 52.6922 | 7.0444 | 42.2665 | 35.3462 | 2.8922 | 8.1338 | 20.1565 | 2.6947 | 32.3367 | 56.952 | 7.6139 | 91.3668 | 38.2037 | 3.126 | 17.5826
VA | INSIG | MUNICIPAL | Wilbert D. & Mary T. Adams | VAG404251 | 001 | 1.0844 | 8.436% | 0.00070038 | 0.00075946 | 18.6489 | 2.4932 | 14.959 | 39.9756 | 5.3443 | 32.066 | 19.3567 | 2.192 | 9.0266 | 18.6489 | 2.4932 | 14.959 | 43.1348 | 5.7667 | 34.6001 | 20.8864 | 2.3653 | 9.7399 | 24.6226 | 3.2918 | 39.5015 | 56.952 | 7.6139 | 91.3668 | 27.5768 | 3.1229 | 25.7197
VA | INSIG | MUNICIPAL | Wilkins Donald G and Julie L Residence | VAG401379 | 001 | 1.0674 | 6.737% | 0.00070038 | 0.00074757 | 18.6489 | 2.4932 | 14.959 | 39.9756 | 5.3443 | 32.066 | 34.8203 | 4.2427 | 24.1306 | 18.6489 | 2.4932 | 14.959 | 42.459 | 5.6763 | 34.058 | 36.9834 | 4.5063 | 25.6297 | 25.0145 | 3.3442 | 40.1303 | 56.952 | 7.6139 | 91.3668 | 49.6073 | 6.0444 | 68.7562
VA | INSIG | MUNICIPAL | Wilkins, Ronald E Residence | VAG401149 | 001 | 1.1137 | 11.37% | 0.00070038 | 0.00078004 | 18.6489 | 2.4932 | 14.959 | 39.9756 | 5.3443 | 32.066 | 25.8992 | 4.0831 | 18.1167 | 18.6489 | 2.4932 | 14.959 | 44.3037 | 5.923 | 35.5377 | 28.7032 | 4.5252 | 20.0782 | 23.973 | 3.2049 | 38.4593 | 56.952 | 7.6139 | 91.3668 | 36.8977 | 5.8171 | 51.6207
VA | INSIG | MUNICIPAL | Will James L Residence | VAG401481 | 001 | 1.0674 | 6.737% | 0.00070038 | 0.00074757 | 18.6489 | 2.4932 | 14.959 | 39.9756 | 5.3443 | 32.066 | 20.5106 | 4.1451 | 20.8048 | 18.6489 | 2.4932 | 14.959 | 42.459 | 5.6763 | 34.058 | 21.7848 | 4.4026 | 22.0972 | 25.0145 | 3.3442 | 40.1303 | 56.952 | 7.6139 | 91.3668 | 29.2208 | 5.9054 | 59.2797
VA | INSIG | MUNICIPAL | Willard, Richard & Brenda Residence | VAG401282 | 001 | 1.1137 | 11.37% | 0.00070038 | 0.00078004 | 18.6489 | 2.4932 | 14.959 | 39.9756 | 5.3443 | 32.066 | 14.8602 | 1.8877 | 6.843 | 18.6489 | 2.4932 | 14.959 | 44.3037 | 5.923 | 35.5377 | 16.4691 | 2.092 | 7.5839 | 23.973 | 3.2049 | 38.4593 | 56.952 | 7.6139 | 91.3668 | 21.1709 | 2.6893 | 19.498
VA | INSIG | MUNICIPAL | William A Cooke Inc - Residence | VAG406370 | 001 | 1.0763 | 7.634% | 0.00070038 | 0.00075385 | 18.6489 | 2.4932 | 14.959 | 39.9756 | 5.3443 | 32.066 | 19.6978 | 2.5082 | 7.4154 | 18.6489 | 2.4932 | 14.959 | 42.8161 | 5.7241 | 34.3445 | 21.0974 | 2.6864 | 7.9423 | 24.8059 | 3.3163 | 39.7956 | 56.952 | 7.6139 | 91.3668 | 28.0628 | 3.5733 | 21.1291
VA | INSIG | MUNICIPAL | William A Cooke Property - Lot 6 | VAG406343 | 001 | 1.0763 | 7.634% | 0.00070038 | 0.00075385 | 18.6489 | 2.4932 | 14.959 | 39.9756 | 5.3443 | 32.066 | 17.4284 | 2.5082 | 7.4154 | 18.6489 | 2.4932 | 14.959 | 42.8161 | 5.7241 | 34.3445 | 18.6667 | 2.6864 | 7.9423 | 24.8059 | 3.3163 | 39.7956 | 56.952 | 7.6139 | 91.3668 | 24.8296 | 3.5733 | 21.1291
VA | INSIG | MUNICIPAL | William A Cooke Property - Lot 9 | VAG406346 | 001 | 1.0763 | 7.634% | 0.00070038 | 0.00075385 | 18.6489 | 2.4932 | 14.959 | 39.9756 | 5.3443 | 32.066 | 17.4284 | 2.5082 | 7.4154 | 18.6489 | 2.4932 | 14.959 | 42.8161 | 5.7241 | 34.3445 | 18.6667 | 2.6864 | 7.9423 | 24.8059 | 3.3163 | 39.7956 | 56.952 | 7.6139 | 91.3668 | 24.8296 | 3.5733 | 21.1291
VA | INSIG | MUNICIPAL | Williams Alfred Residence | VAG406335 | 001 | 1.0417 | 4.168% | 0.00070038 | 0.00072958 | 18.6489 | 2.4932 | 14.959 | 39.9756 | 5.3443 | 32.066 | 6.1539 | 0.92912 | 1.5047 | 18.6489 | 2.4932 | 14.959 | 41.4372 | 5.5397 | 33.2384 | 6.3789 | 0.96309 | 1.5597 | 25.6314 | 3.4267 | 41.1198 | 56.952 | 7.6139 | 91.3668 | 8.7673 | 1.3237 | 4.2874
VA | INSIG | MUNICIPAL | Williams Garry and Pam Residence | VAG401477 | 001 | 1.0326 | 3.261% | 0.00070038 | 0.00072322 | 18.6489 | 2.4932 | 14.959 | 39.9756 | 5.3443 | 32.066 | 36.7059 | 4.0782 | 19.8851 | 18.6489 | 2.4932 | 14.959 | 41.0765 | 5.4915 | 32.9491 | 37.7167 | 4.1905 | 20.4328 | 25.8564 | 3.4567 | 41.4809 | 56.952 | 7.6139 | 91.3668 | 52.2937 | 5.81 | 56.6594
VA | INSIG | MUNICIPAL | Williams Leroy J and Gloria A Residence | VAG404083 | 001 | 1.0463 | 4.63% | 0.00070038 | 0.00073281 | 18.6489 | 2.4932 | 14.959 | 39.9756 | 5.3443 | 32.066 | 29.7049 | 3.1835 | 7.3165 | 18.6489 | 2.4932 | 14.959 | 41.6208 | 5.5643 | 33.3857 | 30.9274 | 3.3145 | 7.6176 | 25.5183 | 3.4115 | 40.9384 | 56.952 | 7.6139 | 91.3668 | 42.3196 | 4.5355 | 20.8471
VA | INSIG | MUNICIPAL | Williams Richard D Residence | VAG406422 | 001 | 1.083 | 8.299% | 0.00070038 | 0.00075851 | 18.6489 | 2.4932 | 14.959 | 39.9756 | 5.3443 | 32.066 | 21.8129 | 2.8315 | 3.7356 | 18.6489 | 2.4932 | 14.959 | 43.0804 | 5.7594 | 34.5564 | 23.507 | 3.0515 | 4.0257 | 24.6537 | 3.296 | 39.5515 | 56.952 | 7.6139 | 91.3668 | 31.0761 | 4.034 | 10.6439
VA | INSIG | MUNICIPAL | Williams, Jessie Wayne Residence | VAG401032 | 001 | 1.0326 | 3.261% | 0.00070038 | 0.00072322 | 18.6489 | 2.4932 | 14.959 | 39.9756 | 5.3443 | 32.066 | 34.2779 | 3.7987 | 15.8735 | 18.6489 | 2.4932 | 14.959 | 41.0765 | 5.4915 | 32.9491 | 35.2219 | 3.9033 | 16.3106 | 25.8564 | 3.4567 | 41.4809 | 56.952 | 7.6139 | 91.3668 | 48.8346 | 5.4118 | 45.2289
VA | INSIG | MUNICIPAL | Willis and Maddox Property | VAG401346 | 001 | 1.0326 | 3.261% | 0.00070038 | 0.00072322 | 18.6489 | 2.4932 | 14.959 | 39.9756 | 5.3443 | 32.066 | 36.0555 | 4.0782 | 19.8851 | 18.6489 | 2.4932 | 14.959 | 41.0765 | 5.4915 | 32.9491 | 37.0484 | 4.1905 | 20.4328 | 25.8564 | 3.4567 | 41.4809 | 56.952 | 7.6139 | 91.3668 | 51.3671 | 5.81 | 56.6594
VA | INSIG | MUNICIPAL | Wilson Thomas Residence 1 | VAG401341 | 001 | 1.0674 | 6.737% | 0.00070038 | 0.00074757 | 18.6489 | 2.4932 | 14.959 | 39.9756 | 5.3443 | 32.066 | 29.4702 | 4.2947 | 25.448 | 18.6489 | 2.4932 | 14.959 | 42.459 | 5.6763 | 34.058 | 31.3009 | 4.5615 | 27.0289 | 25.0145 | 3.3442 | 40.1303 | 56.952 | 7.6139 | 91.3668 | 41.9852 | 6.1185 | 72.5099
VA | INSIG | MUNICIPAL | Wilson Thomas Residence 2 | VAG408377 | 001 | 1.0674 | 6.737% | 0.00070038 | 0.00074757 | 18.6489 | 2.4932 | 14.959 | 39.9756 | 5.3443 | 32.066 | 28.1089 | 4.2947 | 25.448 | 18.6489 | 2.4932 | 14.959 | 42.459 | 5.6763 | 34.058 | 29.8551 | 4.5615 | 27.0289 | 25.0145 | 3.3442 | 40.1303 | 56.952 | 7.6139 | 91.3668 | 40.0458 | 6.1185 | 72.5099
VA | INSIG | MUNICIPAL | Wilt Lawrence F Residence | VAG401111 | 001 | 1.0674 | 6.737% | 0.00070038 | 0.00074757 | 18.6489 | 2.4932 | 14.959 | 39.9756 | 5.3443 | 32.066 | 23.5291 | 3.1938 | 11.9024 | 18.6489 | 2.4932 | 14.959 | 42.459 | 5.6763 | 34.058 | 24.9908 | 3.3923 | 12.6418 | 25.0145 | 3.3442 | 40.1303 | 56.952 | 7.6139 | 91.3668 | 33.5212 | 4.5502 | 33.9139
VA | INSIG | MUNICIPAL | Winchester & Western Railroad Gore Maint Bldg | VAG408406 | 001 | 1.1137 | 11.37% | 0.00070038 | 0.00078004 | 18.6489 | 2.4932 | 14.959 | 39.9756 | 5.3443 | 32.066 | 33.5023 | 2.7382 | 9.6968 | 18.6489 | 2.4932 | 14.959 | 44.3037 | 5.923 | 35.5377 | 37.1295 | 3.0347 | 10.7467 | 23.973 | 3.2049 | 38.4593 | 56.952 | 7.6139 | 91.3668 | 47.7296 | 3.9011 | 27.6295
VA | INSIG | MUNICIPAL | Winchester Montessori School | VAG401975 | 001 | 1.1137 | 11.37% | 0.00070038 | 0.00078004 | 18.6489 | 2.4932 | 14.959 | 39.9756 | 5.3443 | 32.066 | 28.7959 | 4.0831 | 18.1167 | 18.6489 | 2.4932 | 14.959 | 44.3037 | 5.923 | 35.5377 | 31.9136 | 4.5252 | 20.0782 | 23.973 | 3.2049 | 38.4593 | 56.952 | 7.6139 | 91.3668 | 41.0246 | 5.8171 | 51.6207
VA | INSIG | MUNICIPAL | Windle Robert L Residence | VAG401026 | 001 | 1.0326 | 3.261% | 0.00070038 | 0.00072322 | 18.6489 | 2.4932 | 14.959 | 39.9756 | 5.3443 | 32.066 | 35.3711 | 3.7987 | 15.8735 | 18.6489 | 2.4932 | 14.959 | 41.0765 | 5.4915 | 32.9491 | 36.3452 | 3.9033 | 16.3106 | 25.8564 | 3.4567 | 41.4809 | 56.952 | 7.6139 | 91.3668 | 50.3921 | 5.4118 | 45.2289
VA | INSIG | MUNICIPAL | Windmill Point Resort and Yacht Harbor | VA0060569 | 001 | 1.0083 | 0.8294% | 0.056031 | 0.056495 | 6.9809 | 0.89754 | 14.959 | 1197.1304 | 153.9168 | 2565.2794 | 1197.1304 | 153.9168 | 2565.2794 | 6.9809 | 0.89754 | 14.959 | 1201.13 | 154.431 | 2573.8501 | 1201.13 | 154.431 | 2573.8501 | 9.9123 | 1.2744 | 42.4813 | 1705.5136 | 219.2803 | 7309.344 | 1705.5136 | 219.2803 | 7309.344
VA | INSIG | MUNICIPAL | Wine Guy C III & Wilda G Residence | VAG401890 | 001 | 1.0674 | 6.737% | 0.00070038 | 0.00074757 | 18.6489 | 2.4932 | 14.959 | 39.9756 | 5.3443 | 32.066 | 22.3513 | 4.3524 | 24.9865 | 18.6489 | 2.4932 | 14.959 | 42.459 | 5.6763 | 34.058 | 23.7399 | 4.6228 | 26.5387 | 25.0145 | 3.3442 | 40.1303 | 56.952 | 7.6139 | 91.3668 | 31.8432 | 6.2007 | 71.1949
VA | INSIG | MUNICIPAL | Wine Harry Jr Residence | VAG401966 | 001 | 1.0674 | 6.737% | 0.00070038 | 0.00074757 | 18.6489 | 2.4932 | 14.959 | 39.9756 | 5.3443 | 32.066 | 25.246 | 4.2427 | 24.1306 | 18.6489 | 2.4932 | 14.959 | 42.459 | 5.6763 | 34.058 | 26.8143 | 4.5063 | 25.6297 | 25.0145 | 3.3442 | 40.1303 | 56.952 | 7.6139 | 91.3668 | 35.9671 | 6.0444 | 68.7562
VA | INSIG | MUNICIPAL | Wingfield Residence Linda | VAG402010 | 001 | 1.0413 | 4.13% | 0.00070038 | 0.00072931 | 18.6489 | 2.4932 | 14.959 | 39.9756 | 5.3443 | 32.066 | 18.0961 | 3.5447 | 11.854 | 18.6489 | 2.4932 | 14.959 | 41.4223 | 5.5377 | 33.2264 | 18.751 | 3.6729 | 12.283 | 25.6406 | 3.4279 | 41.1347 | 56.952 | 7.6139 | 91.3668 | 25.7809 | 5.05 | 33.7761
VA | INSIG | MUNICIPAL | Winston Melvin Residence | VAG406102 | 001 | 1.1396 | 13.96% | 0.00070038 | 0.00079815 | 18.6489 | 2.4932 | 14.959 | 39.9756 | 5.3443 | 32.066 | 13.8737 | 2.806 | 3.6759 | 18.6489 | 2.4932 | 14.959 | 45.3318 | 6.0604 | 36.3624 | 15.7325 | 3.182 | 4.1684 | 23.4293 | 3.1323 | 37.5871 | 56.952 | 7.6139 | 91.3668 | 19.7654 | 3.9977 | 10.4737
VA | INSIG | MUNICIPAL | WINTERGREEN | VA0031011 | 001 | 1.0135 | 1.352% | 0.21012 | 0.21296 | 18.6489 | 2.4932 | 14.959 | 11992.681 | 1603.2996 | 9619.7976 | 5325.8904 | 716.8326 | 6378.5395 | 18.6489 | 2.4932 | 14.959 | 12095.0937 | 1616.9911 | 9701.9468 | 5371.3713 | 722.954 | 6433.0097 | 26.3435 | 3.5219 | 42.2624 | 17085.5916 | 2284.17 | 27410.04 | 7587.6268 | 1021.2486 | 18174.6051
VA | INSIG | MUNICIPAL | Wintergreen Stoney Creek STP | VA0074047 | 001 | 1.0135 | 1.352% | 0.084046 | 0.085182 | 10.0724 | 1.3962 | 14.959 | 2590.9322 | 359.1391 | 3847.919 | 1585.1624 | 181.7244 | 1255.8596 | 10.0724 | 1.3962 | 14.959 | 2613.0577 | 362.206 | 3880.7787 | 1598.6991 | 183.2762 | 1266.5841 | 14.2283 | 1.9722 | 42.2624 | 3691.2187 | 511.6541 | 10964.016 | 2258.3306 | 258.8969 | 3578.3664
VA | INSIG | MUNICIPAL | Winters Frederick Residence | VAG406278 | 001 | 1.083 | 8.299% | 0.00070038 | 0.00075851 | 18.6489 | 2.4932 | 14.959 | 39.9756 | 5.3443 | 32.066 | 22.9661 | 2.8315 | 3.7356 | 18.6489 | 2.4932 | 14.959 | 43.0804 | 5.7594 | 34.5564 | 24.7498 | 3.0515 | 4.0257 | 24.6537 | 3.296 | 39.5515 | 56.952 | 7.6139 | 91.3668 | 32.7191 | 4.034 | 10.6439
VA | INSIG | MUNICIPAL | Winters Robert and Marjorie Residence | VAG401409 | 001 | 1.0326 | 3.261% | 0.00070038 | 0.00072322 | 18.6489 | 2.4932 | 14.959 | 39.9756 | 5.3443 | 32.066 | 34.8203 | 4.2427 | 24.1306 | 18.6489 | 2.4932 | 14.959 | 41.0765 | 5.4915 | 32.9491 | 35.7792 | 4.3595 | 24.7952 | 25.8564 | 3.4567 | 41.4809 | 56.952 | 7.6139 | 91.3668 | 49.6073 | 6.0444 | 68.7562
VA | INSIG | MUNICIPAL | Wirt Residence | VAG404196 | 001 | 0.98472 | -1.528% | 0.00070038 | 0.00068968 | 18.6489 | 2.4932 | 14.959 | 39.9756 | 5.3443 | 32.066 | 36.3022 | 2.7195 | 5.2115 | 18.6489 | 2.4932 | 14.959 | 39.1713 | 5.2368 | 31.4208 | 35.5718 | 2.6648 | 5.1067 | 27.1141 | 3.6249 | 43.4985 | 56.952 | 7.6139 | 91.3668 | 51.7186 | 3.8745 | 14.8494
VA | INSIG | MUNICIPAL | Witherel-Mead Residence | VAG404161 | 001 | 1.0569 | 5.688% | 0.00070038 | 0.00074022 | 18.6489 | 2.4932 | 14.959 | 39.9756 | 5.3443 | 32.066 | 16.8593 | 1.8231 | 2.5809 | 18.6489 | 2.4932 | 14.959 | 42.0419 | 5.6206 | 33.7234 | 17.7307 | 1.9173 | 2.7143 | 25.2627 | 3.3774 | 40.5284 | 56.952 | 7.6139 | 91.3668 | 24.0189 | 2.5973 | 7.354
VA | INSIG | MUNICIPAL | WNLR Radio Station | VAG401064 | 001 | 1.0478 | 4.78% | 0.00070038 | 0.00073386 | 18.6489 | 2.4932 | 14.959 | 39.9756 | 5.3443 | 32.066 | 18.8479 | 4.3163 | 23.5138 | 18.6489 | 2.4932 | 14.959 | 41.6808 | 5.5723 | 33.4338 | 19.6518 | 4.5004 | 24.5168 | 25.4816 | 3.4066 | 40.8796 | 56.952 | 7.6139 | 91.3668 | 26.8519 | 6.1493 | 66.9986
VA | INSIG | MUNICIPAL | Wolfe, Charles & Wanda Residence | VAG401504 | 001 | 1.1137 | 11.37% | 0.00070038 | 0.00078004 | 18.6489 | 2.4932 | 14.959 | 39.9756 | 5.3443 | 32.066 | 15.0386 | 1.8877 | 6.843 | 18.6489 | 2.4932 | 14.959 | 44.3037 | 5.923 | 35.5377 | 16.6668 | 2.092 | 7.5839 | 23.973 | 3.2049 | 38.4593 | 56.952 | 7.6139 | 91.3668 | 21.425 | 2.6893 | 19.498
VA | INSIG | MUNICIPAL | Wood Clifton and Eleanor Residence Number 4 | VAG401501 | 001 | 1.0774 | 7.738% | 0.00070038 | 0.00075458 | 18.6489 | 2.4932 | 14.959 | 39.9756 | 5.3443 | 32.066 | 38.1591 | 3.9471 | 18.6246 | 18.6489 | 2.4932 | 14.959 | 42.8575 | 5.7296 | 34.3777 | 40.9101 | 4.2316 | 19.9673 | 24.7819 | 3.3131 | 39.7571 | 56.952 | 7.6139 | 91.3668 | 54.364 | 5.6233 | 53.0678
VA | INSIG | MUNICIPAL | Wood Garry A and Allena S Residence | VAG408070 | 001 | 1.0326 | 3.261% | 0.00070038 | 0.00072322 | 18.6489 | 2.4932 | 14.959 | 39.9756 | 5.3443 | 32.066 | 27.0012 | 2.9257 | 12.7111 | 18.6489 | 2.4932 | 14.959 | 41.0765 | 5.4915 | 32.9491 | 27.7448 | 3.0063 | 13.0611 | 25.8564 | 3.4567 | 41.4809 | 56.952 | 7.6139 | 91.3668 | 38.4677 | 4.1682 | 36.2181
VA | INSIG | MUNICIPAL | Wood N Marlene Residence | VAG406050 | 001 | 1.3246 | 32.46% | 0.00070038 | 0.00092774 | 18.6489 | 2.4932 | 14.959 | 39.9756 | 5.3443 | 32.066 | 29.8363 | 4.2308 | 12.2202 | 18.6489 | 2.4932 | 14.959 | 52.6922 | 7.0444 | 42.2665 | 39.3275 | 5.5766 | 16.1075 | 20.1565 | 2.6947 | 32.3367 | 56.952 | 7.6139 | 91.3668 | 42.5068 | 6.0275 | 34.8194
VA | INSIG | MUNICIPAL | Wood, Clifton E & Eleanor G Residence #3 | VAG401360 | 001 | 1.0774 | 7.738% | 0.00070038 | 0.00075458 | 18.6489 | 2.4932 | 14.959 | 39.9756 | 5.3443 | 32.066 | 38.1591 | 3.9471 | 18.6246 | 18.6489 | 2.4932 | 14.959 | 42.8575 | 5.7296 | 34.3777 | 40.9101 | 4.2316 | 19.9673 | 24.7819 | 3.3131 | 39.7571 | 56.952 | 7.6139 | 91.3668 | 54.364 | 5.6233 | 53.0678
VA | INSIG | MUNICIPAL | Wood, Phyllis E Residence | VAG401273 | 001 | 1.0774 | 7.738% | 0.00070038 | 0.00075458 | 18.6489 | 2.4932 | 14.959 | 39.9756 | 5.3443 | 32.066 | 38.1591 | 3.9471 | 18.6246 | 18.6489 | 2.4932 | 14.959 | 42.8575 | 5.7296 | 34.3777 | 40.9101 | 4.2316 | 19.9673 | 24.7819 | 3.3131 | 39.7571 | 56.952 | 7.6139 | 91.3668 | 54.364 | 5.6233 | 53.0678
VA | INSIG | MUNICIPAL | Woodard William F Residence - Rapidan | VAG406213 | 001 | 1.1098 | 10.98% | 0.00070038 | 0.0007773 | 18.6489 | 2.4932 | 14.959 | 39.9756 | 5.3443 | 32.066 | 31.1996 | 6.236 | 39.9147 | 18.6489 | 2.4932 | 14.959 | 44.1477 | 5.9021 | 35.4126 | 34.4558 | 6.8868 | 44.0805 | 24.0577 | 3.2163 | 38.5952 | 56.952 | 7.6139 | 91.3668 | 44.4491 | 8.8843 | 113.7304
VA | INSIG | MUNICIPAL | Woodberry Forest School | VA0027839 | 001 | 1.0417 | 4.168% | 0.027315 | 0.028453 | 18.6489 | 2.4932 | 14.959 | 1559.0485 | 208.4289 | 1250.5737 | 1859.0855 | 221.2907 | 1032.6276 | 18.6489 | 2.4932 | 14.959 | 1616.0517 | 216.0497 | 1296.2981 | 1927.0588 | 229.3817 | 1070.3833 | 25.6314 | 3.4267 | 41.1198 | 2221.1269 | 296.9421 | 3563.3052 | 2648.58 | 315.2659 | 2942.3034
VA | INSIG | MUNICIPAL | Woodbridge Mobile Home Park STP | VA0027855 | 001 | 1.083 | 8.299% | 0.013868 | 0.015018 | 18.6489 | 2.4932 | 14.959 | 791.5169 | 105.8178 | 634.9066 | 684.1819 | 85.4617 | 312.3305 | 18.6489 | 2.4932 | 14.959 | 852.991 | 114.0362 | 684.2174 | 737.3197 | 92.0992 | 336.588 | 24.6537 | 3.296 | 39.5515 | 1127.649 | 150.7552 | 1809.0626 | 974.7322 | 121.7545 | 889.9347
VA | INSIG | MUNICIPAL | Woodford Estates MHC Limited Liability Corporation | VA0061409 | 001 | 1.1048 | 10.48% | 0.01751 | 0.019345 | 18.6489 | 2.4932 | 14.959 | 999.3901 | 133.6083 | 801.6498 | 307.1303 | 46.6879 | 34.3303 | 18.6489 | 2.4932 | 14.959 | 1098.714 | 146.8869 | 881.3214 | 337.6543 | 51.3279 | 37.7422 | 24.1667 | 3.2308 | 38.7701 | 1423.7993 | 190.3475 | 2284.17 | 437.5587 | 66.5147 | 97.8185
VA | INSIG | MUNICIPAL | Woodlawn Village Mobile Home Park | VA0089061 | 001 | 1.0478 | 4.78% | 0.010506 | 0.011008 | 18.6489 | 2.4932 | 38.8934 | 599.6341 | 80.165 | 1250.5737 | 238.7849 | 64.7449 | 917.037 | 18.6489 | 2.4932 | 38.8934 | 625.2115 | 83.5844 | 1303.917 | 248.9703 | 67.5066 | 956.1533 | 25.4816 | 3.4066 | 106.2868 | 854.2796 | 114.2085 | 3563.3052 | 340.1893 | 92.2401 | 2612.947
VA | INSIG | MUNICIPAL | Wray John F Residence | VAG406089 | 001 | 1.083 | 8.299% | 0.00070038 | 0.00075851 | 18.6489 | 2.4932 | 14.959 | 39.9756 | 5.3443 | 32.066 | 13.0764 | 0.39154 | 0.14864 | 18.6489 | 2.4932 | 14.959 | 43.0804 | 5.7594 | 34.5564 | 14.092 | 0.42195 | 0.16018 | 24.6537 | 3.296 | 39.5515 | 56.952 | 7.6139 | 91.3668 | 18.6296 | 0.55781 | 0.42352
VA | INSIG | MUNICIPAL | Wright Howard Residence | VAG406040 | 001 | 1.083 | 8.299% | 0.00070038 | 0.00075851 | 18.6489 | 2.4932 | 14.959 | 39.9756 | 5.3443 | 32.066 | 20.6626 | 2.8315 | 3.7356 | 18.6489 | 2.4932 | 14.959 | 43.0804 | 5.7594 | 34.5564 | 22.2674 | 3.0515 | 4.0257 | 24.6537 | 3.296 | 39.5515 | 56.952 | 7.6139 | 91.3668 | 29.4374 | 4.034 | 10.6439
VA | INSIG | MUNICIPAL | Wright Jeff Residence | VAG406426 | 001 | 1.1048 | 10.48% | 0.00070038 | 0.00077379 | 18.6489 | 2.4932 | 14.959 | 39.9756 | 5.3443 | 32.066 | 27.2012 | 1.4673 | 0.87729 | 18.6489 | 2.4932 | 14.959 | 43.9486 | 5.8755 | 35.2529 | 29.9046 | 1.6131 | 0.96448 | 24.1667 | 3.2308 | 38.7701 | 56.952 | 7.6139 | 91.3668 | 38.7527 | 2.0904 | 2.4997
VA | INSIG | MUNICIPAL | Wright Wade J Residence | VAG406013 | 001 | 1.1396 | 13.96% | 0.00070038 | 0.00079815 | 18.6489 | 2.4932 | 14.959 | 39.9756 | 5.3443 | 32.066 | 9.1361 | 0.51173 | 0.14779 | 18.6489 | 2.4932 | 14.959 | 45.3318 | 6.0604 | 36.3624 | 10.3602 | 0.5803 | 0.16759 | 23.4293 | 3.1323 | 37.5871 | 56.952 | 7.6139 | 91.3668 | 13.0158 | 0.72905 | 0.4211
VA | INSIG | MUNICIPAL | Wright, Troy Residence | VAG408046 | 001 | 1.084 | 8.401% | 0.00070038 | 0.00075922 | 18.6489 | 2.4932 | 14.959 | 39.9756 | 5.3443 | 32.066 | 23.929 | 2.6218 | 8.5642 | 18.6489 | 2.4932 | 14.959 | 43.1211 | 5.7648 | 34.5891 | 25.8119 | 2.8281 | 9.2381 | 24.6305 | 3.2928 | 39.5141 | 56.952 | 7.6139 | 91.3668 | 34.0909 | 3.7352 | 24.4024
VA | INSIG | MUNICIPAL | Wurdeman John and Kathleen Residence | VAG404199 | 001 | 1.0598 | 5.982% | 0.00070038 | 0.00074228 | 18.6489 | 2.4932 | 14.959 | 39.9756 | 5.3443 | 32.066 | 29.3002 | 3.2395 | 5.7759 | 18.6489 | 2.4932 | 14.959 | 42.1589 | 5.6362 | 33.8173 | 30.9004 | 3.4165 | 6.0914 | 25.1926 | 3.368 | 40.4159 | 56.952 | 7.6139 | 91.3668 | 41.743 | 4.6153 | 16.4576
VA | INSIG | MUNICIPAL | Wymer Dennis & Janet Residence | VAG401598 | 001 | 1.1137 | 11.37% | 0.00070038 | 0.00078004 | 18.6489 | 2.4932 | 14.959 | 39.9756 | 5.3443 | 32.066 | 27.0495 | 2.7382 | 9.6968 | 18.6489 | 2.4932 | 14.959 | 44.3037 | 5.923 | 35.5377 | 29.9781 | 3.0347 | 10.7467 | 23.973 | 3.2049 | 38.4593 | 56.952 | 7.6139 | 91.3668 | 38.5366 | 3.9011 | 27.6295
VA | INSIG | MUNICIPAL | Wymer, Gary & Brenda Residence | VAG401527 | 001 | 1.1137 | 11.37% | 0.00070038 | 0.00078004 | 18.6489 | 2.4932 | 14.959 | 39.9756 | 5.3443 | 32.066 | 31.2721 | 2.7382 | 9.6968 | 18.6489 | 2.4932 | 14.959 | 44.3037 | 5.923 | 35.5377 | 34.6579 | 3.0347 | 10.7467 | 23.973 | 3.2049 | 38.4593 | 56.952 | 7.6139 | 91.3668 | 44.5524 | 3.9011 | 27.6295
VA | INSIG | MUNICIPAL | Wymer, Ronald & Regina Residence | VAG401194 | 001 | 1.1137 | 11.37% | 0.00070038 | 0.00078004 | 18.6489 | 2.4932 | 14.959 | 39.9756 | 5.3443 | 32.066 | 29.0229 | 2.7382 | 9.6968 | 18.6489 | 2.4932 | 14.959 | 44.3037 | 5.923 | 35.5377 | 32.1652 | 3.0347 | 10.7467 | 23.973 | 3.2049 | 38.4593 | 56.952 | 7.6139 | 91.3668 | 41.3481 | 3.9011 | 27.6295
VA | INSIG | MUNICIPAL | Yarnold, Nicholas & Wendy Residence | VAG401374 | 001 | 1.0326 | 3.261% | 0.00070038 | 0.00072322 | 18.6489 | 2.4932 | 14.959 | 39.9756 | 5.3443 | 32.066 | 39.6779 | 4.0782 | 19.8851 | 18.6489 | 2.4932 | 14.959 | 41.0765 | 5.4915 | 32.9491 | 40.7706 | 4.1905 | 20.4328 | 25.8564 | 3.4567 | 41.4809 | 56.952 | 7.6139 | 91.3668 | 56.5279 | 5.81 | 56.6594
VA | INSIG | MUNICIPAL | Yi Tai and Christine Residence | VAG404202 | 001 | 1.0982 | 9.823% | 0.00070038 | 0.00076918 | 18.6489 | 2.4932 | 14.959 | 39.9756 | 5.3443 | 32.066 | 14.2795 | 1.8597 | 2.2511 | 18.6489 | 2.4932 | 14.959 | 43.6869 | 5.8405 | 35.043 | 15.6052 | 2.0323 | 2.46 | 24.3115 | 3.2502 | 39.0023 | 56.952 | 7.6139 | 91.3668 | 20.3436 | 2.6494 | 6.414
VA | INSIG | MUNICIPAL | Yoder Nelson L Residence | VAG408269 | 001 | 1.0674 | 6.737% | 0.00070038 | 0.00074757 | 18.6489 | 2.4932 | 14.959 | 39.9756 | 5.3443 | 32.066 | 28.45 | 4.3524 | 24.9865 | 18.6489 | 2.4932 | 14.959 | 42.459 | 5.6763 | 34.058 | 30.2174 | 4.6228 | 26.5387 | 25.0145 | 3.3442 | 40.1303 | 56.952 | 7.6139 | 91.3668 | 40.5319 | 6.2007 | 71.1949
VA | INSIG | MUNICIPAL | Yoder Richard A Residence | VAG408033 | 001 | 1.0674 | 6.737% | 0.00070038 | 0.00074757 | 18.6489 | 2.4932 | 14.959 | 39.9756 | 5.3443 | 32.066 | 26.8477 | 4.3524 | 24.9865 | 18.6489 | 2.4932 | 14.959 | 42.459 | 5.6763 | 34.058 | 28.5156 | 4.6228 | 26.5387 | 25.0145 | 3.3442 | 40.1303 | 56.952 | 7.6139 | 91.3668 | 38.2491 | 6.2007 | 71.1949
VA | INSIG | MUNICIPAL | Yogaville Wastewater Treatment Plant | VA0070327 | 001 | 1.0094 | 0.9385% | 0.0070038 | 0.0070696 | 18.6489 | 2.4932 | 14.959 | 399.756 | 53.4433 | 320.6599 | 209.0407 | 20.747 | 63.6444 | 18.6489 | 2.4932 | 14.959 | 401.5258 | 53.6799 | 322.0795 | 209.9661 | 20.8388 | 63.9262 | 26.4514 | 3.5363 | 42.4354 | 569.5197 | 76.139 | 913.668 | 297.8136 | 29.5576 | 181.3444
VA | INSIG | MUNICIPAL | Youngs Mobile Home Park | VA0066494 | 001 | 1.0982 | 9.823% | 0.010506 | 0.011538 | 18.6489 | 2.4932 | 14.959 | 599.6341 | 80.165 | 480.9899 | 562.1333 | 73.0301 | 173.348 | 18.6489 | 2.4932 | 14.959 | 655.3034 | 87.6074 | 525.6444 | 614.3211 | 79.8102 | 189.4415 | 24.3115 | 3.2502 | 39.0023 | 854.2796 | 114.2085 | 1370.502 | 800.8534 | 104.0437 | 493.9269
VA | INSIG | MUNICIPAL | Zavala, Ramon & Miguel Residence | VAG401541 | 001 | 1.0674 | 6.737% | 0.00070038 | 0.00074757 | 18.6489 | 2.4932 | 14.959 | 39.9756 | 5.3443 | 32.066 | 28.4413 | 4.2427 | 24.1306 | 18.6489 | 2.4932 | 14.959 | 42.459 | 5.6763 | 34.058 | 30.2081 | 4.5063 | 25.6297 | 25.0145 | 3.3442 | 40.1303 | 56.952 | 7.6139 | 91.3668 | 40.5193 | 6.0444 | 68.7562
VA | INSIG | MUNICIPAL | Zehler David Residence | VAG404201 | 001 | 1.0759 | 7.588% | 0.00070038 | 0.00075353 | 18.6489 | 2.4932 | 14.959 | 39.9756 | 5.3443 | 32.066 | 35.9164 | 4.4796 | 10.3127 | 18.6489 | 2.4932 | 14.959 | 42.7978 | 5.7216 | 34.3298 | 38.4521 | 4.7958 | 11.0407 | 24.8165 | 3.3177 | 39.8126 | 56.952 | 7.6139 | 91.3668 | 51.169 | 6.3819 | 29.3843
VA | INSIG | MUNICIPAL | Zion Crossroads Industrial Park Lot 4 | VAG408179 | 001 | 1.084 | 8.401% | 0.00070038 | 0.00075922 | 18.6489 | 2.4932 | 14.959 | 39.9756 | 5.3443 | 32.066 | 21.3013 | 2.6218 | 8.5642 | 18.6489 | 2.4932 | 14.959 | 43.1211 | 5.7648 | 34.5891 | 22.9774 | 2.8281 | 9.2381 | 24.6305 | 3.2928 | 39.5141 | 56.952 | 7.6139 | 91.3668 | 30.3473 | 3.7352 | 24.4024
VA | INSIG | MUNICIPAL | Zion Crossroads WWTP | VA0090743 | 001 | 1.0763 | 7.634% | 0.49027 | 0.5277 | 2.6926 | 0.29918 | 14.959 | 4040.315 | 448.9239 | 22446.1944 | 1875.9598 | 210.6858 | 5190.8045 | 2.6926 | 0.29918 | 14.959 | 4327.4009 | 480.8223 | 24041.1159 | 2009.2567 | 225.6561 | 5559.6388 | 3.5816 | 0.39796 | 39.7956 | 5756.1084 | 639.5676 | 63956.76 | 2672.6203 | 300.1574 | 14790.3485
VA | INSIG | MUNICIPAL | Zurschmeide Steve Residence | VAG406175 | 001 | 1.147 | 14.7% | 0.00070038 | 0.00080337 | 18.6489 | 2.4932 | 14.959 | 39.9756 | 5.3443 | 32.066 | 22.5355 | 2.4654 | 5.9895 | 18.6489 | 2.4932 | 14.959 | 45.6287 | 6.1001 | 36.6005 | 25.7223 | 2.814 | 6.8365 | 23.2769 | 3.1119 | 37.3426 | 56.952 | 7.6139 | 91.3668 | 32.1057 | 3.5124 | 17.0661
VA | INSIG | INDUSTRIAL | Abert Water Filtration Plant (Lynchburg) | VAG640031 | 001 | 1 | 0% | 0.053229 | 0.053229 | 0 | 0.099727 | 14.959 | 0 | 16.2468 | 2437.0154 | 0 | 9.2805 | 1211.7147 | 0 | 0.10005 | 15.0082 | 0 | 16.2201 | 2433.0203 | 0 | 9.2653 | 1209.7283 | 0 | 0.14278 | 42.8337 | 0 | 23.1463 | 6943.8768 | 0 | 13.2216 | 3452.583
VA | INSIG | INDUSTRIAL | Adaptive Concrete Solutions | VA0090441 | 001 | 1 | 0% | 0.0045525 | 0.0045525 | 1435.569 | 191.4092 | 14.959 | 20002.2603 | 2666.968 | 208.4289 | 9193.6638 | 1427.256 | 24.8645 | 1440.2904 | 192.0387 | 15.0082 | 19969.4697 | 2662.596 | 208.0873 | 9178.5922 | 1424.9162 | 24.8237 | 2055.3054 | 274.0407 | 42.8337 | 28496.5848 | 3799.5446 | 593.8842 | 13097.9207 | 2033.3663 | 70.8473
VA | INSIG | INDUSTRIAL | Aggregate Industries MAR - Chantilly | VAG110318 | 001 | 1 | 0% | 0.00070038 | 0.00070038 | 26.1765 | 3.1923 | 14.959 | 56.1116 | 6.8429 | 32.066 | 30.8121 | 3.5058 | 4.3654 | 26.2626 | 3.2028 | 15.0082 | 56.0196 | 6.8317 | 32.0134 | 30.7616 | 3.5 | 4.3583 | 37.4769 | 4.5704 | 42.8337 | 79.9404 | 9.7488 | 91.3668 | 43.8971 | 4.9946 | 12.4385
VA | INSIG | INDUSTRIAL | Air Liquide Industrial U.S. LP | VAG250027 | 001 | 1 | 0% | 0.014008 | 0.014008 | 2.5397 | 1.4711 | 14.959 | 108.8825 | 63.0668 | 641.3198 | 68.2663 | 52.6864 | 456.7122 | 2.5481 | 1.4759 | 15.0082 | 108.704 | 62.9634 | 640.2685 | 68.1544 | 52.6 | 455.9635 | 3.6361 | 2.1061 | 42.8337 | 155.1214 | 89.8492 | 1827.336 | 97.2568 | 75.0606 | 1301.3268
VA | INSIG | INDUSTRIAL | Airgas Merchant Gases - Chesterfield | VAG250058 | 001 | 1 | 0% | 0.014008 | 0.014008 | 2.5397 | 1.4711 | 14.959 | 108.8825 | 63.0668 | 641.3198 | 85.2268 | 40.0185 | 140.6977 | 2.5481 | 1.4759 | 15.0082 | 108.704 | 62.9634 | 640.2685 | 85.0871 | 39.9529 | 140.467 | 3.6361 | 2.1061 | 42.8337 | 155.1214 | 89.8492 | 1827.336 | 121.42 | 57.0131 | 400.895
VA | INSIG | INDUSTRIAL | Albemarle County Schools Vehicle Maintenance Fac | VAG750045 | 001 | 1 | 0% | 0.0028015 | 0.0028015 | 0.11459 | 8.1776 | 1.883 | 0.98257 | 70.1176 | 16.1458 | 0.58873 | 53.9086 | 4.2438 | 0.11497 | 8.2045 | 1.8892 | 0.98096 | 70.0027 | 16.1193 | 0.58776 | 53.8203 | 4.2368 | 0.16406 | 11.7079 | 5.3919 | 1.3998 | 99.8944 | 46.0048 | 0.83874 | 76.8019 | 12.0919
VA | INSIG | INDUSTRIAL | Allied Concrete - Braggs Corner Plant | VAG110315 | 001 | 1 | 0% | 0.00070038 | 0.00070038 | 26.1765 | 3.1923 | 14.959 | 56.1116 | 6.8429 | 32.066 | 34.8257 | 6.7646 | 22.9886 | 26.2626 | 3.2028 | 15.0082 | 56.0196 | 6.8317 | 32.0134 | 34.7687 | 6.7536 | 22.9509 | 37.4769 | 4.5704 | 42.8337 | 79.9404 | 9.7488 | 91.3668 | 49.6151 | 9.6374 | 65.5023
VA | INSIG | INDUSTRIAL | Allied Concrete - Culpeper - Portable | VAG110188 | 001 | 1 | 0% | 0.00070038 | 0.00070038 | 26.1765 | 3.1923 | 14.959 | 56.1116 | 6.8429 | 32.066 | 37.3021 | 6.7646 | 22.9886 | 26.2626 | 3.2028 | 15.0082 | 56.0196 | 6.8317 | 32.0134 | 37.2409 | 6.7536 | 22.9509 | 37.4769 | 4.5704 | 42.8337 | 79.9404 | 9.7488 | 91.3668 | 53.1431 | 9.6374 | 65.5023
VA | INSIG | INDUSTRIAL | Allied Concrete Co - Luck Stone Rd Louisa Portable | VAG110233 | 001 | 1 | 0% | 0.00070038 | 0.00070038 | 26.1765 | 3.1923 | 14.959 | 56.1116 | 6.8429 | 32.066 | 8.917 | 1.0442 | 0.97501 | 26.2626 | 3.2028 | 15.0082 | 56.0196 | 6.8317 | 32.0134 | 8.9024 | 1.0425 | 0.97341 | 37.4769 | 4.5704 | 42.8337 | 79.9404 | 9.7488 | 91.3668 | 12.7038 | 1.4876 | 2.7781
VA | INSIG | INDUSTRIAL | Allied Concrete Co - Waynesboro Plant | VAG110072 | 001 | 1 | 0% | 0.00070038 | 0.00070038 | 26.1765 | 3.1923 | 14.959 | 56.1116 | 6.8429 | 32.066 | 34.4879 | 5.7166 | 22.8356 | 26.2626 | 3.2028 | 15.0082 | 56.0196 | 6.8317 | 32.0134 | 34.4314 | 5.7072 | 22.7982 | 37.4769 | 4.5704 | 42.8337 | 79.9404 | 9.7488 | 91.3668 | 49.1339 | 8.1442 | 65.0663
VA | INSIG | INDUSTRIAL | Allied Concrete Co - Zion Crossroads | VAG110066 | 001 | 1 | 0% | 0.00070038 | 0.00070038 | 26.1765 | 3.1923 | 14.959 | 56.1116 | 6.8429 | 32.066 | 33.8468 | 4.6846 | 23.6288 | 26.2626 | 3.2028 | 15.0082 | 56.0196 | 6.8317 | 32.0134 | 33.7913 | 4.677 | 23.5901 | 37.4769 | 4.5704 | 42.8337 | 79.9404 | 9.7488 | 91.3668 | 48.2204 | 6.6741 | 67.3265
VA | INSIG | INDUSTRIAL | Allied Concrete Company - Charlottesville | VAG110064 | 001 | 1 | 0% | 0.00070038 | 0.00070038 | 26.1765 | 3.1923 | 14.959 | 56.1116 | 6.8429 | 32.066 | 42.8889 | 5.2013 | 22.047 | 26.2626 | 3.2028 | 15.0082 | 56.0196 | 6.8317 | 32.0134 | 42.8186 | 5.1928 | 22.0109 | 37.4769 | 4.5704 | 42.8337 | 79.9404 | 9.7488 | 91.3668 | 61.1025 | 7.4101 | 62.8195
VA | INSIG | INDUSTRIAL | Allied Concrete Company - Ruckersville | VAG110065 | 001 | 1 | 0% | 0.00070038 | 0.00070038 | 26.1765 | 3.1923 | 14.959 | 56.1116 | 6.8429 | 32.066 | 57.1514 | 7.1544 | 23.124 | 26.2626 | 3.2028 | 15.0082 | 56.0196 | 6.8317 | 32.0134 | 57.0577 | 7.1426 | 23.0861 | 37.4769 | 4.5704 | 42.8337 | 79.9404 | 9.7488 | 91.3668 | 81.4218 | 10.1926 | 65.8881
VA | INSIG | INDUSTRIAL | Allied Concrete Co-Staunton Plant | VAG110071 | 001 | 1 | 0% | 0.00070038 | 0.00070038 | 26.1765 | 3.1923 | 14.959 | 56.1116 | 6.8429 | 32.066 | 23.2216 | 5.4754 | 23.7889 | 26.2626 | 3.2028 | 15.0082 | 56.0196 | 6.8317 | 32.0134 | 23.1836 | 5.4664 | 23.7499 | 37.4769 | 4.5704 | 42.8337 | 79.9404 | 9.7488 | 91.3668 | 33.0831 | 7.8006 | 67.7827
VA | INSIG | INDUSTRIAL | Allied Concrete Products LLC - Willis Road Block | VAG110303 | 001 | 1 | 0% | 0.00070038 | 0.00070038 | 26.1765 | 3.1923 | 14.959 | 56.1116 | 6.8429 | 32.066 | 54.0169 | 6.2338 | 11.5565 | 26.2626 | 3.2028 | 15.0082 | 56.0196 | 6.8317 | 32.0134 | 53.9284 | 6.2236 | 11.5376 | 37.4769 | 4.5704 | 42.8337 | 79.9404 | 9.7488 | 91.3668 | 76.9562 | 8.8812 | 32.9285
VA | INSIG | INDUSTRIAL | Allied Terminals Incorporated | VA0053686 | 001 | 1 | 0% | 0.0070038 | 0.0070038 | 186.624 | 24.8832 | 617.2835 | 4000.4521 | 533.3936 | 13232.0251 | 3949.6207 | 516.0491 | 5581.7617 | 187.2378 | 24.965 | 619.3137 | 3993.8939 | 532.5192 | 13210.3332 | 3943.1459 | 515.2031 | 5572.6113 | 267.1897 | 35.6253 | 1767.5306 | 5699.317 | 759.9089 | 37702.4915 | 5626.8992 | 735.1987 | 15904.3172
VA | INSIG | INDUSTRIAL | Amelia Lumber Company Incorpor | VA0091979 | 001 | 1 | 0% | 0.020101 | 0.020101 | 0.73846 | 43.3505 | 209.8488 | 45.4309 | 2666.968 | 12910.1156 | 22.1929 | 850.2892 | 1326.4478 | 0.74089 | 43.4931 | 210.539 | 45.3564 | 2662.596 | 12888.9514 | 22.1565 | 848.8953 | 1324.2733 | 1.0573 | 62.065 | 600.8815 | 64.724 | 3799.5446 | 36785.2629 | 31.6176 | 1211.3801 | 3779.4961
VA | INSIG | INDUSTRIAL | American Electric Power - Reusens Hydro Plant | VA0087114 | 001 | 1 | 0% | 0.016389 | 0.016389 | 398.7692 | 53.1692 | 14.968 | 20002.2603 | 2666.968 | 750.7968 | 16383.9729 | 2198.5401 | 456.8488 | 400.0807 | 53.3441 | 15.0173 | 19969.4697 | 2662.596 | 749.566 | 16357.1139 | 2194.9359 | 456.0999 | 570.9182 | 76.1224 | 42.8595 | 28496.5848 | 3799.5446 | 2139.2727 | 23341.7256 | 3132.1902 | 1301.7161
VA | INSIG | INDUSTRIAL | American Safety Razor Company | VA0002194 | 001 | 1 | 0% | 0.30768 | 0.30768 | 0.81826 | 0.29537 | 0.3809 | 770.534 | 278.1407 | 358.6889 | 366.5715 | 224.3318 | 263.9226 | 0.82095 | 0.29634 | 0.38216 | 769.2709 | 277.6847 | 358.1009 | 365.9706 | 223.9641 | 263.49 | 1.1715 | 0.42288 | 1.0907 | 1097.7554 | 396.2582 | 1022.0253 | 522.2428 | 319.5984 | 752.0044
VA | INSIG | INDUSTRIAL | American Stone Virginia LLC | VAG110240 | 001 | 1 | 0% | 0.00070038 | 0.00070038 | 26.1765 | 3.1923 | 14.959 | 56.1116 | 6.8429 | 32.066 | 16.8667 | 2.3912 | 1.3732 | 26.2626 | 3.2028 | 15.0082 | 56.0196 | 6.8317 | 32.0134 | 16.839 | 2.3872 | 1.371 | 37.4769 | 4.5704 | 42.8337 | 79.9404 | 9.7488 | 91.3668 | 24.0295 | 3.4066 | 3.9127
VA | INSIG | INDUSTRIAL | Americast Inc-Harrisonburg Plant | VAG110257 | 001 | 1 | 0% | 0.00070038 | 0.00070038 | 26.1765 | 3.1923 | 14.959 | 56.1116 | 6.8429 | 32.066 | 35.4558 | 5.407 | 24.338 | 26.2626 | 3.2028 | 15.0082 | 56.0196 | 6.8317 | 32.0134 | 35.3977 | 5.3981 | 24.2981 | 37.4769 | 4.5704 | 42.8337 | 79.9404 | 9.7488 | 91.3668 | 50.5128 | 7.7031 | 69.3472
VA | INSIG | INDUSTRIAL | Americast Incorporated - Ashland Precast Plant | VAG110241 | 001 | 1 | 0% | 0.00070038 | 0.00070038 | 26.1765 | 3.1923 | 14.959 | 56.1116 | 6.8429 | 32.066 | 20.6385 | 4.1364 | 4.3866 | 26.2626 | 3.2028 | 15.0082 | 56.0196 | 6.8317 | 32.0134 | 20.6047 | 4.1296 | 4.3795 | 37.4769 | 4.5704 | 42.8337 | 79.9404 | 9.7488 | 91.3668 | 29.4031 | 5.893 | 12.499
VA | INSIG | INDUSTRIAL | Americast Incorporated - Hanover Pipe Plant | VAG110266 | 001 | 1 | 0% | 0.00070038 | 0.00070038 | 26.1765 | 3.1923 | 14.959 | 56.1116 | 6.8429 | 32.066 | 7.8165 | 1.9725 | 0.04626 | 26.2626 | 3.2028 | 15.0082 | 56.0196 | 6.8317 | 32.0134 | 7.8036 | 1.9693 | 0.046184 | 37.4769 | 4.5704 | 42.8337 | 79.9404 | 9.7488 | 91.3668 | 11.1359 | 2.8102 | 0.13181
VA | INSIG | INDUSTRIAL | Americast Inc-Waynesboro Plant | VAG110301 | 001 | 1 | 0% | 0.00070038 | 0.00070038 | 26.1765 | 3.1923 | 14.959 | 56.1116 | 6.8429 | 32.066 | 32.8794 | 5.7166 | 22.8356 | 26.2626 | 3.2028 | 15.0082 | 56.0196 | 6.8317 | 32.0134 | 32.8255 | 5.7072 | 22.7982 | 37.4769 | 4.5704 | 42.8337 | 79.9404 | 9.7488 | 91.3668 | 46.8422 | 8.1442 | 65.0663
VA | INSIG | INDUSTRIAL | Americold Logistics | VAG250026 | 001 | 1 | 0% | 0.014008 | 0.014008 | 2.5397 | 1.4711 | 14.959 | 108.8825 | 63.0668 | 641.3198 | 93.1227 | 44.8269 | 317.4696 | 2.5481 | 1.4759 | 15.0082 | 108.704 | 62.9634 | 640.2685 | 92.97 | 44.7534 | 316.9492 | 3.6361 | 2.1061 | 42.8337 | 155.1214 | 89.8492 | 1827.336 | 132.6689 | 63.8635 | 904.5778
VA | INSIG | INDUSTRIAL | Amherst County Landfill Permit | VA0088684 | 001 | 1 | 0% | 0.16109 | 0.16109 | 0.049862 | 5.4094 | 11.0265 | 24.5832 | 2666.968 | 5436.3265 | 10.8283 | 1610.0319 | 1597.2421 | 0.050026 | 5.4272 | 11.0627 | 24.5429 | 2662.596 | 5427.4145 | 10.8105 | 1607.3926 | 1594.6237 | 0.071387 | 7.7446 | 31.5732 | 35.0229 | 3799.5446 | 15489.9234 | 15.4267 | 2293.7614 | 4551.0802
VA | INSIG | INDUSTRIAL | Ampro Shipyard | VA0089303 | 001 | 1 | 0% | 0.10667 | 0.10667 | 0.0069242 | 1.636 | 3.6825 | 2.2605 | 534.0954 | 1202.2322 | 2.2077 | 474.7605 | 447.7732 | 0.0069469 | 1.6414 | 3.6946 | 2.2568 | 533.2199 | 1200.2614 | 2.204 | 473.9822 | 447.0391 | 0.0099133 | 2.3422 | 10.5446 | 3.2205 | 760.9088 | 3425.5642 | 3.1452 | 676.3763 | 1275.8565
VA | INSIG | INDUSTRIAL | Apex Oil Company - Chesapeake | VA0053473 | 001 | 1 | 0% | 1.8785 | 1.8785 | 0.55672 | 0.074229 | 11.0265 | 4000.4521 | 533.3936 | 79233.2562 | 3928.6059 | 511.5374 | 23971.364 | 0.69809 | 0.093079 | 13.8265 | 3993.8939 | 532.5192 | 79103.3657 | 3922.1656 | 510.6988 | 23932.0667 | 0.99619 | 0.13282 | 39.4611 | 5699.317 | 759.9089 | 225762.2055 | 5596.9601 | 728.7711 | 68302.4815
VA | INSIG | INDUSTRIAL | Applied Extrusion Technologies | VA0003450 | 001 | 1 | 0% | 0.49776 | 0.49776 | 11.1761 | 1.7506 | 0.86862 | 17026.2726 | 2666.968 | 1323.2987 | 10544.8019 | 2292.1278 | 758.347 | 11.2129 | 1.7564 | 0.87148 | 16998.3607 | 2662.596 | 1321.1294 | 10527.5154 | 2288.3702 | 757.1038 | 16.0009 | 2.5064 | 2.4872 | 24256.7896 | 3799.5446 | 3770.5233 | 15022.8443 | 3265.5217 | 2160.7858
VA | INSIG | INDUSTRIAL | Appomattox Bio Energy LLC | VA0092525 | 001 | 1 | 0% | 0.12817 | 0.12817 | 10.198 | 1.3597 | 71.0114 | 4000.4521 | 533.3936 | 27856.1303 | 3568.6137 | 531.3887 | 21582.2417 | 10.2316 | 1.3642 | 71.2449 | 3993.8939 | 532.5192 | 27810.4645 | 3562.7635 | 530.5176 | 21546.861 | 14.6005 | 1.9467 | 203.3342 | 5699.317 | 759.9089 | 79371.4876 | 5084.0905 | 757.0526 | 61495.0681
VA | INSIG | INDUSTRIAL | Appomattox County Landfill 86 | VA0089486 | 001 | 1 | 0% | 0.049097 | 0.049097 | 0.35315 | 6.9851 | 3.3831 | 53.0658 | 1049.6185 | 508.3639 | 20.5482 | 275.153 | 41.2911 | 0.35431 | 7.0081 | 3.3942 | 52.9788 | 1047.8978 | 507.5305 | 20.5145 | 274.7019 | 41.2234 | 0.5056 | 10.0006 | 9.6872 | 75.6012 | 1495.3581 | 1448.4999 | 29.2744 | 392.0017 | 117.6521
VA | INSIG | INDUSTRIAL | Appomattox River Water Authority | VA0005819 | 001 | 1 | 0% | 1.8493 | 1.8493 | 0 | 0.099727 | 14.959 | 0 | 705.4518 | 105817.7736 | 0 | 178.1798 | 5994.3754 | 0 | 0.12505 | 18.7577 | 0 | 704.2953 | 105644.3018 | 0 | 177.8877 | 5984.5486 | 0 | 0.17845 | 53.5348 | 0 | 1005.0348 | 301510.44 | 0 | 253.8472 | 17079.9924
VA | INSIG | INDUSTRIAL | Arban and Carosi Incorporated | VAG110068 | 001 | 1 | 0% | 0.00070038 | 0.00070038 | 26.1765 | 3.1923 | 14.959 | 56.1116 | 6.8429 | 32.066 | 54.7509 | 5.5265 | 15.7743 | 26.2626 | 3.2028 | 15.0082 | 56.0196 | 6.8317 | 32.0134 | 54.6611 | 5.5175 | 15.7484 | 37.4769 | 4.5704 | 42.8337 | 79.9404 | 9.7488 | 91.3668 | 78.0018 | 7.8735 | 44.9462
VA | INSIG | INDUSTRIAL | Arc Terminals Holdings LLC | VA0058572 | 001 | 1 | 0% | 0.01779 | 0.01779 | 11.1762 | 6.9851 | 11.0264 | 608.5109 | 380.3165 | 600.3588 | 608.5109 | 380.3165 | 600.3588 | 11.2129 | 7.008 | 11.0627 | 607.5133 | 379.693 | 599.3747 | 607.5133 | 379.693 | 599.3747 | 16.0009 | 10.0005 | 31.5731 | 866.9261 | 541.8248 | 1710.6243 | 866.9261 | 541.8248 | 1710.6243
VA | INSIG | INDUSTRIAL | AREVA NP Inc | VA0004774 | 001 | 1 | 0% | 0.0020311 | 0.0020311 | 0.81819 | 0.29546 | 77.2234 | 5.0862 | 1.8367 | 480.0525 | 4.0429 | 0.99956 | 253.0907 | 0.82088 | 0.29643 | 77.4774 | 5.0778 | 1.8337 | 479.2655 | 4.0362 | 0.99793 | 252.6758 | 1.1714 | 0.423 | 221.1217 | 7.2461 | 2.6167 | 1367.831 | 5.7598 | 1.424 | 721.1405
VA | INSIG | INDUSTRIAL | Ashby Water Treatment Plant | VA0092631 | 001 | 1 | 0% | 0.053229 | 0.053229 | 0 | 0.099727 | 14.959 | 0 | 16.2468 | 2437.0154 | 0 | 12.7781 | 1420.0331 | 0 | 0.10005 | 15.0082 | 0 | 16.2201 | 2433.0203 | 0 | 12.7571 | 1417.7052 | 0 | 0.14278 | 42.8337 | 0 | 23.1463 | 6943.8768 | 0 | 18.2045 | 4046.152
VA | INSIG | INDUSTRIAL | Associated Naval Architects | VA0087599 | 001 | 1 | 0% | 0.003642 | 0.003642 | 1.1078 | 47.9153 | 8.9079 | 12.3481 | 534.0954 | 99.2936 | 12.3088 | 530.191 | 65.862 | 1.1114 | 48.0729 | 8.9372 | 12.3279 | 533.2199 | 99.1308 | 12.2887 | 529.3219 | 65.754 | 1.586 | 68.6003 | 25.5069 | 17.592 | 760.9088 | 282.9208 | 17.536 | 755.3463 | 187.6631
VA | INSIG | INDUSTRIAL | AT and T Corporation VA0060 - Norfolk | VAG250123 | 001 | 1 | 0% | 0.014008 | 0.014008 | 2.5397 | 1.4711 | 14.959 | 108.8825 | 63.0668 | 641.3198 | 108.5565 | 62.4079 | 459.9347 | 2.5481 | 1.4759 | 15.0082 | 108.704 | 62.9634 | 640.2685 | 108.3785 | 62.3056 | 459.1807 | 3.6361 | 2.1061 | 42.8337 | 155.1214 | 89.8492 | 1827.336 | 154.657 | 88.9106 | 1310.5087
VA | INSIG | INDUSTRIAL | AT&T | VAG250126 | 001 | 1 | 0% | 0.014008 | 0.014008 | 2.5397 | 1.4711 | 14.959 | 108.8825 | 63.0668 | 641.3198 | 85.3819 | 33.4582 | 296.6558 | 2.5481 | 1.4759 | 15.0082 | 108.704 | 62.9634 | 640.2685 | 85.242 | 33.4034 | 296.1695 | 3.6361 | 2.1061 | 42.8337 | 155.1214 | 89.8492 | 1827.336 | 121.6409 | 47.6669 | 845.2723
VA | INSIG | INDUSTRIAL | Atlantic Coastal Contractors Incorporated | VAG750175 | 001 | 1 | 0% | 0.0028015 | 0.0028015 | 0.11459 | 8.1776 | 29.918 | 0.98257 | 70.1176 | 256.5279 | 0.80709 | 67.2445 | 77.6104 | 0.11497 | 8.2045 | 30.0164 | 0.98096 | 70.0027 | 256.1074 | 0.80577 | 67.1343 | 77.4832 | 0.16406 | 11.7079 | 85.6673 | 1.3998 | 99.8944 | 730.9344 | 1.1498 | 95.8011 | 221.1381
VA | INSIG | INDUSTRIAL | Atlantic Contracting and Material Company Inc | VAG110096 | 001 | 1 | 0% | 0.00070038 | 0.00070038 | 26.1765 | 3.1923 | 14.959 | 56.1116 | 6.8429 | 32.066 | 32.006 | 3.7678 | 11.9499 | 26.2626 | 3.2028 | 15.0082 | 56.0196 | 6.8317 | 32.0134 | 31.9535 | 3.7616 | 11.9303 | 37.4769 | 4.5704 | 42.8337 | 79.9404 | 9.7488 | 91.3668 | 45.5979 | 5.3679 | 34.0492
VA | INSIG | INDUSTRIAL | Atlantic Energy Incorporated | VA0074454 | 001 | 1 | 0% | 0.55176 | 0.55176 | 2.3689 | 0.31586 | 11.0265 | 4000.4521 | 533.3936 | 18620.5958 | 4000.4521 | 533.3936 | 18620.5958 | 2.3767 | 0.3169 | 11.0627 | 3993.8939 | 532.5192 | 18590.0702 | 3993.8939 | 532.5192 | 18590.0702 | 3.3916 | 0.45221 | 31.5732 | 5699.317 | 759.9089 | 53056.3425 | 5699.317 | 759.9089 | 53056.3425
VA | INSIG | INDUSTRIAL | Atlantic Metrocast Inc - Ports | VA0004189 | 001 | 1 | 0% | 0.0070038 | 0.0070038 | 186.624 | 24.8832 | 617.2835 | 4000.4521 | 533.3936 | 13232.0251 | 4000.4521 | 533.3936 | 13232.0251 | 187.2378 | 24.965 | 619.3137 | 3993.8939 | 532.5192 | 13210.3332 | 3993.8939 | 532.5192 | 13210.3332 | 267.1897 | 35.6253 | 1767.5306 | 5699.317 | 759.9089 | 37702.4915 | 5699.317 | 759.9089 | 37702.4915
VA | INSIG | INDUSTRIAL | Atlantic Research Corporation | VA0087700 | 001 | 1 | 0% | 0.0070038 | 0.0070038 | 933.1199 | 124.416 | 617.2835 | 20002.2603 | 2666.968 | 13232.0251 | 8287.0531 | 398.4 | 235.3692 | 936.1888 | 124.8252 | 619.3137 | 19969.4697 | 2662.596 | 13210.3332 | 8273.4678 | 397.7469 | 234.9833 | 1335.9485 | 178.1265 | 1767.5306 | 28496.5848 | 3799.5446 | 37702.4915 | 11806.3013 | 567.5878 | 670.646
VA | INSIG | INDUSTRIAL | Augusta Blocks LLC | VAG110073 | 001 | 1 | 0% | 0.00070038 | 0.00070038 | 26.1765 | 3.1923 | 14.959 | 56.1116 | 6.8429 | 32.066 | 23.2216 | 5.4754 | 23.7889 | 26.2626 | 3.2028 | 15.0082 | 56.0196 | 6.8317 | 32.0134 | 23.1836 | 5.4664 | 23.7499 | 37.4769 | 4.5704 | 42.8337 | 79.9404 | 9.7488 | 91.3668 | 33.0831 | 7.8006 | 67.7827
VA | INSIG | INDUSTRIAL | Augusta Lumber LLC - West Poin | VA0090433 | 001 | 1 | 0% | 0.056941 | 0.056941 | 22.955 | 3.0607 | 2.6288 | 4000.4521 | 533.3936 | 458.1238 | 1926.8925 | 53.4331 | 4.8398 | 23.0305 | 3.0707 | 2.6374 | 3993.8939 | 532.5192 | 457.3727 | 1923.7337 | 53.3455 | 4.8319 | 32.8647 | 4.382 | 7.5272 | 5699.317 | 759.9089 | 1305.3487 | 2745.1826 | 76.1244 | 13.7902
VA | INSIG | INDUSTRIAL | Augusta Petroleum Cooperative, | VA0086738 | 001 | 1 | 0% | 0.0020311 | 0.0020311 | 11.1764 | 6.9855 | 11.0264 | 69.4773 | 43.4247 | 68.5448 | 24.6016 | 35.0718 | 50.2634 | 11.2132 | 7.0085 | 11.0627 | 69.3634 | 43.3535 | 68.4324 | 24.5612 | 35.0143 | 50.181 | 16.0013 | 10.0011 | 31.5731 | 98.982 | 61.8658 | 195.3072 | 35.0491 | 49.9657 | 143.2174
VA | INSIG | INDUSTRIAL | Avis Car Rental - 3206 10th St N | VAG750208 | 001 | 1 | 0% | 0.0028015 | 0.0028015 | 0.11459 | 0.61362 | 29.918 | 0.98257 | 5.2614 | 256.5279 | 0.88418 | 4.793 | 156.9866 | 0.11497 | 0.61564 | 30.0164 | 0.98096 | 5.2527 | 256.1074 | 0.88273 | 4.7852 | 156.7293 | 0.16406 | 0.87852 | 85.6673 | 1.3998 | 7.4957 | 730.9344 | 1.2597 | 6.8285 | 447.3077
VA | INSIG | INDUSTRIAL | Avis Rent A Car - 3664 Virginia Beach Boulevard | VAG750145 | 001 | 1 | 0% | 0.0028015 | 0.0028015 | 0.11459 | 8.1776 | 29.918 | 0.98257 | 70.1176 | 256.5279 | 0.93563 | 56.6259 | 54.2534 | 0.11497 | 8.2045 | 30.0164 | 0.98096 | 70.0027 | 256.1074 | 0.93409 | 56.5331 | 54.1644 | 0.16406 | 11.7079 | 85.6673 | 1.3998 | 99.8944 | 730.9344 | 1.333 | 80.6731 | 154.5861
VA | INSIG | INDUSTRIAL | Avis Rent A Car - 122 East 11th Street | VAG750146 | 001 | 1 | 0% | 0.0028015 | 0.0028015 | 0.11459 | 8.1776 | 29.918 | 0.98257 | 70.1176 | 256.5279 | 0.97963 | 69.3851 | 183.9739 | 0.11497 | 8.2045 | 30.0164 | 0.98096 | 70.0027 | 256.1074 | 0.97802 | 69.2714 | 183.6723 | 0.16406 | 11.7079 | 85.6673 | 1.3998 | 99.8944 | 730.9344 | 1.3956 | 98.8508 | 524.2035
VA | INSIG | INDUSTRIAL | Avis Rent A Car - 20990 Dulles Town Circle | VAG750194 | 001 | 1 | 0% | 0.0028015 | 0.0028015 | 0.11459 | 8.1776 | 29.918 | 0.98257 | 70.1176 | 256.5279 | 0.69642 | 44.5132 | 115.2678 | 0.11497 | 8.2045 | 30.0164 | 0.98096 | 70.0027 | 256.1074 | 0.69528 | 44.4402 | 115.0789 | 0.16406 | 11.7079 | 85.6673 | 1.3998 | 99.8944 | 730.9344 | 0.99217 | 63.4165 | 328.4368
VA | INSIG | INDUSTRIAL | Avis Rent A Car - 3333 Western Branch Blvd | VAG750181 | 001 | 1 | 0% | 0.0028015 | 0.0028015 | 0.11459 | 8.1776 | 29.918 | 0.98257 | 70.1176 | 256.5279 | 0.84292 | 55.4168 | 71.2389 | 0.11497 | 8.2045 | 30.0164 | 0.98096 | 70.0027 | 256.1074 | 0.84154 | 55.3259 | 71.1221 | 0.16406 | 11.7079 | 85.6673 | 1.3998 | 99.8944 | 730.9344 | 1.2009 | 78.9505 | 202.9835
VA | INSIG | INDUSTRIAL | Avis Rent A Car - 8028 Leesburg Pike | VAG750193 | 001 | 1 | 0% | 0.0028015 | 0.0028015 | 0.11459 | 8.1776 | 29.918 | 0.98257 | 70.1176 | 256.5279 | 0.62541 | 38.8985 | 132.3913 | 0.11497 | 8.2045 | 30.0164 | 0.98096 | 70.0027 | 256.1074 | 0.62438 | 38.8347 | 132.1742 | 0.16406 | 11.7079 | 85.6673 | 1.3998 | 99.8944 | 730.9344 | 0.891 | 55.4174 | 377.2273
VA | INSIG | INDUSTRIAL | B G Smith and Sons Oyster Company Inc | VAG524001 | 001 | 1 | 0% | 0.0016109 | 0.0016109 | 811.4086 | 85.5072 | 21.2154 | 4000.4521 | 421.5726 | 104.5973 | 3590.3041 | 225.6662 | 17.093 | 814.0772 | 85.7885 | 21.2852 | 3993.8939 | 420.8814 | 104.4259 | 3584.4184 | 225.2962 | 17.065 | 1161.6943 | 122.4208 | 60.7482 | 5699.317 | 600.601 | 298.033 | 5114.9922 | 321.4994 | 48.7037
VA | INSIG | INDUSTRIAL | BAE Systems Norfolk Ship Repai | VA0004383 | 001 | 1 | 0% | 0.56717 | 0.56717 | 1.1076 | 0.30768 | 0.038074 | 1922.7182 | 534.0954 | 66.0921 | 1922.7182 | 534.0954 | 66.0921 | 1.1113 | 0.30869 | 0.038199 | 1919.5662 | 533.2199 | 65.9838 | 1919.5662 | 533.2199 | 65.9838 | 1.5858 | 0.44051 | 0.10902 | 2739.2356 | 760.9088 | 188.3187 | 2739.2356 | 760.9088 | 188.3187
VA | INSIG | INDUSTRIAL | Ballard Fish and Oyster Company Inc - Cheriton | VAG523000 | 001 | 1 | 0% | 0.0016109 | 0.0016109 | 811.4086 | 85.5072 | 93.5568 | 4000.4521 | 421.5726 | 461.2588 | 4000.4521 | 421.5726 | 461.2588 | 814.0772 | 85.7885 | 93.8645 | 3993.8939 | 420.8814 | 460.5027 | 3993.8939 | 420.8814 | 460.5027 | 1161.6943 | 122.4208 | 267.8906 | 5699.317 | 600.601 | 1314.2816 | 5699.317 | 600.601 | 1314.2816
VA | INSIG | INDUSTRIAL | Barracks Landing Seafood | VAG524086 | 001 | 1 | 0% | 0.0016109 | 0.0016109 | 811.4086 | 85.5072 | 80.9038 | 4000.4521 | 421.5726 | 398.8767 | 3706.5465 | 289.9095 | 48.6239 | 814.0772 | 85.7885 | 81.1699 | 3993.8939 | 420.8814 | 398.2228 | 3700.4701 | 289.4343 | 48.5442 | 1161.6943 | 122.4208 | 231.6602 | 5699.317 | 600.601 | 1136.5338 | 5280.599 | 413.0249 | 138.5457
VA | INSIG | INDUSTRIAL | BASF CORP - PORTSMOUTH | VA0003387 | 001 | 1 | 0% | 0.12012 | 0.12012 | 1.2972 | 1.4528 | 7.8383 | 476.8974 | 534.0954 | 2881.5456 | 475.3804 | 530.191 | 1911.3462 | 1.3015 | 1.4576 | 7.864 | 476.1156 | 533.2199 | 2876.8217 | 474.601 | 529.3219 | 1908.2128 | 1.8573 | 2.08 | 22.4441 | 679.4206 | 760.9088 | 8210.4928 | 677.2593 | 755.3463 | 5446.0683
VA | INSIG | INDUSTRIAL | BASF Corporation - Williamsbur | VA0003654 | 001 | 1 | 0% | 2.0679 | 2.0679 | 0.63209 | 0.084389 | 2.5003 | 4000.4521 | 534.0954 | 15824.4981 | 3648.3447 | 400.7478 | 4075.9587 | 0.63417 | 0.084667 | 2.5086 | 3993.8939 | 533.2199 | 15798.5563 | 3642.3638 | 400.0909 | 4069.2768 | 0.90496 | 0.12082 | 7.1595 | 5699.317 | 760.9088 | 45089.3193 | 5197.6807 | 570.9327 | 11613.7777
VA | INSIG | INDUSTRIAL | Bay Water Seafoods Incorporated | VAG524059 | 001 | 1 | 0% | 0.0016109 | 0.0016109 | 811.4086 | 85.5072 | 21.2154 | 4000.4521 | 421.5726 | 104.5973 | 4000.4521 | 421.5726 | 104.5973 | 814.0772 | 85.7885 | 21.2852 | 3993.8939 | 420.8814 | 104.4259 | 3993.8939 | 420.8814 | 104.4259 | 1161.6943 | 122.4208 | 60.7482 | 5699.317 | 600.601 | 298.033 | 5699.317 | 600.601 | 298.033
VA | INSIG | INDUSTRIAL | Bayshore Concrete Products Corp - Cape Charles | VAG110228 | 001 | 1 | 0% | 0.00070038 | 0.00070038 | 26.1765 | 3.1923 | 14.959 | 56.1116 | 6.8429 | 32.066 | 56.1116 | 6.8429 | 32.066 | 26.2626 | 3.2028 | 15.0082 | 56.0196 | 6.8317 | 32.0134 | 56.0196 | 6.8317 | 32.0134 | 37.4769 | 4.5704 | 42.8337 | 79.9404 | 9.7488 | 91.3668 | 79.9404 | 9.7488 | 91.3668
VA | INSIG | INDUSTRIAL | Bayshore Concrete Products Corp. - Chesapeake | VAG110280 | 001 | 1 | 0% | 0.00070038 | 0.00070038 | 26.1765 | 3.1923 | 14.959 | 56.1116 | 6.8429 | 32.066 | 55.1039 | 6.5625 | 9.7013 | 26.2626 | 3.2028 | 15.0082 | 56.0196 | 6.8317 | 32.0134 | 55.0135 | 6.5517 | 9.6854 | 37.4769 | 4.5704 | 42.8337 | 79.9404 | 9.7488 | 91.3668 | 78.5047 | 9.3494 | 27.6423
VA | INSIG | INDUSTRIAL | Beacon Hill WTP | VA0090573 | 001 | 1 | 0% | 0.0056031 | 0.0056031 | 0 | 0.099727 | 14.959 | 0 | 1.7102 | 256.5279 | 0 | 1.0768 | 103.1455 | 0 | 0.10005 | 15.0082 | 0 | 1.7074 | 256.1074 | 0 | 1.075 | 102.9764 | 0 | 0.14278 | 42.8337 | 0 | 2.4364 | 730.9344 | 0 | 1.5341 | 293.8962
VA | INSIG | INDUSTRIAL | Beasley Concrete Incorporated - Milford Plant | VAG110206 | 001 | 1 | 0% | 0.00070038 | 0.00070038 | 26.1765 | 3.1923 | 14.959 | 56.1116 | 6.8429 | 32.066 | 21.7839 | 2.3912 | 1.3732 | 26.2626 | 3.2028 | 15.0082 | 56.0196 | 6.8317 | 32.0134 | 21.7482 | 2.3872 | 1.371 | 37.4769 | 4.5704 | 42.8337 | 79.9404 | 9.7488 | 91.3668 | 31.0349 | 3.4066 | 3.9127
VA | INSIG | INDUSTRIAL | Bennett Mineral Company Incorporated | VAG840187 | 001 | 1 | 0% | 0.14008 | 0.14008 | 1.5505 | 0.18908 | 27.7317 | 664.7067 | 81.0618 | 11889.0628 | 590.6933 | 30.7776 | 1575.4102 | 1.5556 | 0.1897 | 27.8229 | 663.617 | 80.9289 | 11869.5725 | 589.7249 | 30.7271 | 1572.8276 | 2.2198 | 0.27071 | 79.4069 | 946.9865 | 115.4862 | 33875.9401 | 841.5419 | 43.8478 | 4488.8737
VA | INSIG | INDUSTRIAL | Betco Supreme Incorporated | VAG110312 | 001 | 1 | 0% | 0.00070038 | 0.00070038 | 26.1765 | 3.1923 | 14.959 | 56.1116 | 6.8429 | 32.066 | 29.4575 | 3.7551 | 4.4319 | 26.2626 | 3.2028 | 15.0082 | 56.0196 | 6.8317 | 32.0134 | 29.4093 | 3.749 | 4.4246 | 37.4769 | 4.5704 | 42.8337 | 79.9404 | 9.7488 | 91.3668 | 41.9672 | 5.3498 | 12.6279
VA | INSIG | INDUSTRIAL | Bevans Oyster Company Incorporated | VAG524026 | 001 | 1 | 0% | 0.0016109 | 0.0016109 | 811.4086 | 85.5072 | 21.2154 | 4000.4521 | 421.5726 | 104.5973 | 4000.4521 | 421.5726 | 104.5973 | 814.0772 | 85.7885 | 21.2852 | 3993.8939 | 420.8814 | 104.4259 | 3993.8939 | 420.8814 | 104.4259 | 1161.6943 | 122.4208 | 60.7482 | 5699.317 | 600.601 | 298.033 | 5699.317 | 600.601 | 298.033
VA | INSIG | INDUSTRIAL | BFI Old Dominion Landfill | VA0091499 | 001 | 1 | 0% | 0.0070038 | 0.0070038 | 186.624 | 24.8832 | 617.2835 | 4000.4521 | 533.3936 | 13232.0251 | 3594.241 | 447.0844 | 4255.5198 | 187.2378 | 24.965 | 619.3137 | 3993.8939 | 532.5192 | 13210.3332 | 3588.3488 | 446.3515 | 4248.5436 | 267.1897 | 35.6253 | 1767.5306 | 5699.317 | 759.9089 | 37702.4915 | 5120.6009 | 636.9469 | 12125.4078
VA | INSIG | INDUSTRIAL | Birchwood Power Facility | VA0087645 | 001 | 1 | 0% | 0.046786 | 0.046786 | 6.353 | 0.90063 | 14.968 | 909.692 | 128.963 | 2143.3003 | 776.737 | 75.4556 | 226.5944 | 6.3739 | 0.90359 | 15.0173 | 908.2007 | 128.7516 | 2139.7867 | 775.4637 | 75.3319 | 226.223 | 9.0955 | 1.2894 | 42.8595 | 1296.0093 | 183.7295 | 6106.9837 | 1106.5926 | 107.4992 | 645.6438
VA | INSIG | INDUSTRIAL | BMW of Arlington | VAG750173 | 001 | 1 | 0% | 0.0028015 | 0.0028015 | 0.11459 | 8.1776 | 29.918 | 0.98257 | 70.1176 | 256.5279 | 0.91889 | 63.8763 | 156.9866 | 0.11497 | 8.2045 | 30.0164 | 0.98096 | 70.0027 | 256.1074 | 0.91738 | 63.7715 | 156.7293 | 0.16406 | 11.7079 | 85.6673 | 1.3998 | 99.8944 | 730.9344 | 1.3091 | 91.0025 | 447.3077
VA | INSIG | INDUSTRIAL | Bontex Inc | VA0004791 | 001 | 1 | 0% | 0.12719 | 0.12719 | 2.3025 | 0.63864 | 87.2609 | 896.2984 | 248.6069 | 33968.5742 | 611.2909 | 206.6965 | 20449.6273 | 2.31 | 0.64074 | 87.5479 | 894.829 | 248.1994 | 33912.888 | 610.2888 | 206.3577 | 20416.1033 | 3.2965 | 0.91434 | 249.8631 | 1276.9278 | 354.1824 | 96787.8968 | 870.8868 | 294.474 | 58267.8686
VA | INSIG | INDUSTRIAL | Bonums Oyster Company Incorporated | VAG524041 | 001 | 1 | 0% | 0.0016109 | 0.0016109 | 811.4086 | 85.5072 | 21.2154 | 4000.4521 | 421.5726 | 104.5973 | 4000.4521 | 421.5726 | 104.5973 | 814.0772 | 85.7885 | 21.2852 | 3993.8939 | 420.8814 | 104.4259 | 3993.8939 | 420.8814 | 104.4259 | 1161.6943 | 122.4208 | 60.7482 | 5699.317 | 600.601 | 298.033 | 5699.317 | 600.601 | 298.033
VA | INSIG | INDUSTRIAL | Bowman Apple Products - Mount | VA0083054 | 001 | 1 | 0% | 0.096933 | 0.096933 | 0.96794 | 0.7484 | 8.3871 | 287.1602 | 222.0288 | 2488.2226 | 285.0219 | 169.4267 | 1543.0253 | 0.97112 | 0.75086 | 8.4147 | 286.6895 | 221.6648 | 2484.1436 | 284.5547 | 169.1489 | 1540.4957 | 1.3858 | 1.0715 | 24.0156 | 409.108 | 316.3174 | 7089.7834 | 406.0617 | 241.3768 | 4396.5981
VA | INSIG | INDUSTRIAL | Boxley Block LLC - Lynchburg Plant | VAG110272 | 001 | 1 | 0% | 0.00070038 | 0.00070038 | 26.1765 | 3.1923 | 14.959 | 56.1116 | 6.8429 | 32.066 | 32.8147 | 4.7749 | 17.7277 | 26.2626 | 3.2028 | 15.0082 | 56.0196 | 6.8317 | 32.0134 | 32.7609 | 4.7671 | 17.6986 | 37.4769 | 4.5704 | 42.8337 | 79.9404 | 9.7488 | 91.3668 | 46.7501 | 6.8026 | 50.512
VA | INSIG | INDUSTRIAL | Boxley Materials Company - Piney River Plant | VAG840063 | 001 | 1 | 0% | 0.14008 | 0.14008 | 1.5505 | 0.18908 | 27.7317 | 664.7067 | 81.0618 | 11889.0628 | 279.8131 | 48.6966 | 6042.1197 | 1.5556 | 0.1897 | 27.8229 | 663.617 | 80.9289 | 11869.5725 | 279.3544 | 48.6168 | 6032.2146 | 2.2198 | 0.27071 | 79.4069 | 946.9865 | 115.4862 | 33875.9401 | 398.6408 | 69.3765 | 17216.032
VA | INSIG | INDUSTRIAL | BP Amoco 84667 | VAG750156 | 001 | 1 | 0% | 0.0028015 | 0.0028015 | 0.11459 | 8.1776 | 29.918 | 0.98257 | 70.1176 | 256.5279 | 0.88418 | 63.8763 | 156.9866 | 0.11497 | 8.2045 | 30.0164 | 0.98096 | 70.0027 | 256.1074 | 0.88273 | 63.7715 | 156.7293 | 0.16406 | 11.7079 | 85.6673 | 1.3998 | 99.8944 | 730.9344 | 1.2597 | 91.0025 | 447.3077
VA | INSIG | INDUSTRIAL | Branscome Inc - Gloucester - Portable 52146 | VAG110230 | 001 | 1 | 0% | 0.00070038 | 0.00070038 | 26.1765 | 3.1923 | 14.959 | 56.1116 | 6.8429 | 32.066 | 35.5677 | 1.9072 | 1.9414 | 26.2626 | 3.2028 | 15.0082 | 56.0196 | 6.8317 | 32.0134 | 35.5094 | 1.9041 | 1.9382 | 37.4769 | 4.5704 | 42.8337 | 79.9404 | 9.7488 | 91.3668 | 50.6721 | 2.7171 | 5.5317
VA | INSIG | INDUSTRIAL | Branscome Inc - Hampton - Pembroke Ave | VAG110031 | 001 | 1 | 0% | 0.00070038 | 0.00070038 | 26.1765 | 3.1923 | 14.959 | 56.1116 | 6.8429 | 32.066 | 56.1116 | 6.8429 | 32.066 | 26.2626 | 3.2028 | 15.0082 | 56.0196 | 6.8317 | 32.0134 | 56.0196 | 6.8317 | 32.0134 | 37.4769 | 4.5704 | 42.8337 | 79.9404 | 9.7488 | 91.3668 | 79.9404 | 9.7488 | 91.3668
VA | INSIG | INDUSTRIAL | Branscome Inc - Oak Hall | VAG110265 | 001 | 1 | 0% | 0.00070038 | 0.00070038 | 26.1765 | 3.1923 | 14.959 | 56.1116 | 6.8429 | 32.066 | 38.1343 | 5.4981 | 4.6625 | 26.2626 | 3.2028 | 15.0082 | 56.0196 | 6.8317 | 32.0134 | 38.0718 | 5.4891 | 4.6548 | 37.4769 | 4.5704 | 42.8337 | 79.9404 | 9.7488 | 91.3668 | 54.3288 | 7.833 | 13.285
VA | INSIG | INDUSTRIAL | Branscome Inc - Toano | VAG110109 | 001 | 1 | 0% | 0.00070038 | 0.00070038 | 26.1765 | 3.1923 | 14.959 | 56.1116 | 6.8429 | 32.066 | 35.1333 | 2.7896 | 4.4256 | 26.2626 | 3.2028 | 15.0082 | 56.0196 | 6.8317 | 32.0134 | 35.0757 | 2.785 | 4.4183 | 37.4769 | 4.5704 | 42.8337 | 79.9404 | 9.7488 | 91.3668 | 50.0533 | 3.9742 | 12.6099
VA | INSIG | INDUSTRIAL | Branscome Inc - Williamsburg - Lee Hall | VAG110030 | 001 | 1 | 0% | 0.00070038 | 0.00070038 | 26.1765 | 3.1923 | 14.959 | 56.1116 | 6.8429 | 32.066 | 49.4877 | 4.8926 | 13.5291 | 26.2626 | 3.2028 | 15.0082 | 56.0196 | 6.8317 | 32.0134 | 49.4066 | 4.8846 | 13.5069 | 37.4769 | 4.5704 | 42.8337 | 79.9404 | 9.7488 | 91.3668 | 70.5035 | 6.9704 | 38.549
VA | INSIG | INDUSTRIAL | Branscome Incorporated - Charles City Concrete | VAG110166 | 001 | 1 | 0% | 0.00070038 | 0.00070038 | 26.1765 | 3.1923 | 14.959 | 56.1116 | 6.8429 | 32.066 | 48.4013 | 3.3 | 3.4901 | 26.2626 | 3.2028 | 15.0082 | 56.0196 | 6.8317 | 32.0134 | 48.322 | 3.2946 | 3.4844 | 37.4769 | 4.5704 | 42.8337 | 79.9404 | 9.7488 | 91.3668 | 68.9558 | 4.7014 | 9.9446
VA | INSIG | INDUSTRIAL | Branscome Incorporated - Charles City Concrete | VAG840116 | 001 | 1 | 0% | 0.14008 | 0.14008 | 1.5505 | 0.18908 | 27.7317 | 664.7067 | 81.0618 | 11889.0628 | 281.0196 | 1.6724 | 11.315 | 1.5556 | 0.1897 | 27.8229 | 663.617 | 80.9289 | 11869.5725 | 280.5589 | 1.6697 | 11.2965 | 2.2198 | 0.27071 | 79.4069 | 946.9865 | 115.4862 | 33875.9401 | 400.3597 | 2.3826 | 32.2404
VA | INSIG | INDUSTRIAL | Britts Inc Mine 1 | VAG840139 | 001 | 1 | 0% | 0.14008 | 0.14008 | 1.5505 | 0.18908 | 27.7317 | 664.7067 | 81.0618 | 11889.0628 | 622.9533 | 55.8102 | 3398.7775 | 1.5556 | 0.1897 | 27.8229 | 663.617 | 80.9289 | 11869.5725 | 621.9321 | 55.7187 | 3393.2057 | 2.2198 | 0.27071 | 79.4069 | 946.9865 | 115.4862 | 33875.9401 | 887.5018 | 79.511 | 9684.2607
VA | INSIG | INDUSTRIAL | Buckingham County Water Treatment Plant | VA0058050 | 001 | 1 | 0% | 0.041323 | 0.041323 | 0 | 0.099727 | 14.959 | 0 | 12.6126 | 1891.8935 | 0 | 6.0726 | 405.4615 | 0 | 0.10005 | 15.0082 | 0 | 12.5919 | 1888.7921 | 0 | 6.0626 | 404.7968 | 0 | 0.14278 | 42.8337 | 0 | 17.9688 | 5390.6412 | 0 | 8.6514 | 1155.2962
VA | INSIG | INDUSTRIAL | Budget Car Rental - Midlothian Tpke | VAG750201 | 001 | 1 | 0% | 0.0028015 | 0.0028015 | 0.11459 | 8.1776 | 29.918 | 0.98257 | 70.1176 | 256.5279 | 0.8177 | 37.2646 | 32.9201 | 0.11497 | 8.2045 | 30.0164 | 0.98096 | 70.0027 | 256.1074 | 0.81636 | 37.2035 | 32.8661 | 0.16406 | 11.7079 | 85.6673 | 1.3998 | 99.8944 | 730.9344 | 1.165 | 53.0897 | 93.8004
VA | INSIG | INDUSTRIAL | Bunker Hill Car Wash | VAG750018 | 001 | 1 | 0% | 0.0028015 | 0.0028015 | 0.11459 | 8.1776 | 29.918 | 0.98257 | 70.1176 | 256.5279 | 0.45113 | 48.3857 | 140.9796 | 0.11497 | 8.2045 | 30.0164 | 0.98096 | 70.0027 | 256.1074 | 0.45039 | 48.3064 | 140.7485 | 0.16406 | 11.7079 | 85.6673 | 1.3998 | 99.8944 | 730.9344 | 0.64271 | 68.9336 | 401.6983
VA | INSIG | INDUSTRIAL | Burke-Parsons-Bowlby | VA0080241 | 001 | 1 | 0% | 0.14673 | 0.14673 | 0.73843 | 5.9387 | 342.3634 | 331.6134 | 2666.968 | 153749.2478 | 119.8574 | 1373.2773 | 52274.3036 | 0.74085 | 5.9582 | 343.4894 | 331.0698 | 2662.596 | 153497.1999 | 119.6609 | 1371.026 | 52188.608 | 1.0572 | 8.5025 | 980.3239 | 472.4391 | 3799.5446 | 438083.3369 | 170.757 | 1956.4645 | 148947.0788
VA | INSIG | INDUSTRIAL | C and G Imports N Fairfax Dr | VAG750191 | 001 | 1 | 0% | 0.0028015 | 0.0028015 | 0.11459 | 8.1776 | 29.918 | 0.98257 | 70.1176 | 256.5279 | 0.94129 | 69.8306 | 189.9342 | 0.11497 | 8.2045 | 30.0164 | 0.98096 | 70.0027 | 256.1074 | 0.93975 | 69.7161 | 189.6229 | 0.16406 | 11.7079 | 85.6673 | 1.3998 | 99.8944 | 730.9344 | 1.341 | 99.4855 | 541.1865
VA | INSIG | INDUSTRIAL | C and G Imports Wilson Blvd | VAG750192 | 001 | 1 | 0% | 0.0028015 | 0.0028015 | 0.11459 | 8.1776 | 29.918 | 0.98257 | 70.1176 | 256.5279 | 0.93631 | 59.3146 | 156.5731 | 0.11497 | 8.2045 | 30.0164 | 0.98096 | 70.0027 | 256.1074 | 0.93478 | 59.2174 | 156.3164 | 0.16406 | 11.7079 | 85.6673 | 1.3998 | 99.8944 | 730.9344 | 1.3339 | 84.5037 | 446.1295
VA | INSIG | INDUSTRIAL | C and M Industries Incorporate | VA0089222 | 001 | 1 | 0% | 0.11682 | 0.11682 | 0.81826 | 0.29538 | 2.1506 | 292.5685 | 105.6118 | 768.946 | 292.5685 | 105.6118 | 768.946 | 0.82095 | 0.29635 | 2.1577 | 292.0889 | 105.4386 | 767.6854 | 292.0889 | 105.4386 | 767.6854 | 1.1715 | 0.42289 | 6.158 | 416.8131 | 150.4617 | 2190.9859 | 416.8131 | 150.4617 | 2190.9859
VA | INSIG | INDUSTRIAL | C C Conway Seafoods | VAG524057 | 001 | 1 | 0% | 0.0016109 | 0.0016109 | 811.4086 | 85.5072 | 21.2154 | 4000.4521 | 421.5726 | 104.5973 | 3828.2574 | 342.27 | 29.5365 | 814.0772 | 85.7885 | 21.2852 | 3993.8939 | 420.8814 | 104.4259 | 3821.9816 | 341.7089 | 29.4881 | 1161.6943 | 122.4208 | 60.7482 | 5699.317 | 600.601 | 298.033 | 5453.9967 | 487.6212 | 84.1595
VA | INSIG | INDUSTRIAL | C F Bristow and Brothers | VAG840157 | 001 | 1 | 0% | 0.14008 | 0.14008 | 1.5505 | 0.18908 | 27.7317 | 664.7067 | 81.0618 | 11889.0628 | 259.5973 | 32.318 | 1963.597 | 1.5556 | 0.1897 | 27.8229 | 663.617 | 80.9289 | 11869.5725 | 259.1717 | 32.265 | 1960.378 | 2.2198 | 0.27071 | 79.4069 | 946.9865 | 115.4862 | 33875.9401 | 369.84 | 46.0424 | 5594.9484
VA | INSIG | INDUSTRIAL | C R Butler Concrete | VAG110082 | 001 | 1 | 0% | 0.00070038 | 0.00070038 | 26.1765 | 3.1923 | 14.959 | 56.1116 | 6.8429 | 32.066 | 7.5431 | 0.36923 | 0.22707 | 26.2626 | 3.2028 | 15.0082 | 56.0196 | 6.8317 | 32.0134 | 7.5307 | 0.36862 | 0.2267 | 37.4769 | 4.5704 | 42.8337 | 79.9404 | 9.7488 | 91.3668 | 10.7463 | 0.52603 | 0.64701
VA | INSIG | INDUSTRIAL | C S Mundy - Broadway Quarry | VAG840133 | 001 | 1 | 0% | 0.14008 | 0.14008 | 1.5505 | 0.18908 | 27.7317 | 664.7067 | 81.0618 | 11889.0628 | 538.9786 | 66.0163 | 9264.2062 | 1.5556 | 0.1897 | 27.8229 | 663.617 | 80.9289 | 11869.5725 | 538.0951 | 65.9081 | 9249.019 | 2.2198 | 0.27071 | 79.4069 | 946.9865 | 115.4862 | 33875.9401 | 767.8657 | 94.0514 | 26396.8404
VA | INSIG | INDUSTRIAL | C S Mundy - Mundy Sand | VAG840205 | 001 | 1 | 0% | 0.14008 | 0.14008 | 1.5505 | 0.18908 | 27.7317 | 664.7067 | 81.0618 | 11889.0628 | 263.2438 | 28.6319 | 2537.164 | 1.5556 | 0.1897 | 27.8229 | 663.617 | 80.9289 | 11869.5725 | 262.8122 | 28.5849 | 2533.0047 | 2.2198 | 0.27071 | 79.4069 | 946.9865 | 115.4862 | 33875.9401 | 375.035 | 40.7909 | 7229.2338
VA | INSIG | INDUSTRIAL | C W OBier and Sons Incorporated Mundy Point Plant | VAG524021 | 001 | 1 | 0% | 0.0016109 | 0.0016109 | 811.4086 | 85.5072 | 21.2154 | 4000.4521 | 421.5726 | 104.5973 | 4000.4521 | 421.5726 | 104.5973 | 814.0772 | 85.7885 | 21.2852 | 3993.8939 | 420.8814 | 104.4259 | 3993.8939 | 420.8814 | 104.4259 | 1161.6943 | 122.4208 | 60.7482 | 5699.317 | 600.601 | 298.033 | 5699.317 | 600.601 | 298.033
VA | INSIG | INDUSTRIAL | Callis Oyster Farm | VAG524087 | 001 | 1 | 0% | 0.0016109 | 0.0016109 | 811.4086 | 85.5072 | 93.5568 | 4000.4521 | 421.5726 | 461.2588 | 4000.4521 | 421.5726 | 461.2588 | 814.0772 | 85.7885 | 93.8645 | 3993.8939 | 420.8814 | 460.5027 | 3993.8939 | 420.8814 | 460.5027 | 1161.6943 | 122.4208 | 267.8906 | 5699.317 | 600.601 | 1314.2816 | 5699.317 | 600.601 | 1314.2816
VA | INSIG | INDUSTRIAL | Callis Seafood Incorporated | VAG524017 | 001 | 1 | 0% | 0.0016109 | 0.0016109 | 811.4086 | 85.5072 | 21.2154 | 4000.4521 | 421.5726 | 104.5973 | 4000.4521 | 421.5726 | 104.5973 | 814.0772 | 85.7885 | 21.2852 | 3993.8939 | 420.8814 | 104.4259 | 3993.8939 | 420.8814 | 104.4259 | 1161.6943 | 122.4208 | 60.7482 | 5699.317 | 600.601 | 298.033 | 5699.317 | 600.601 | 298.033
VA | INSIG | INDUSTRIAL | Camp Holly Springs | VA0091154 | 001 | 1 | 0% | 0.0048326 | 0.0048326 | 11.176 | 6.9853 | 0.88452 | 165.3009 | 103.3173 | 13.0828 | 145.1858 | 96.9677 | 2.714 | 11.2127 | 7.0082 | 0.88743 | 165.0299 | 103.1479 | 13.0613 | 144.9478 | 96.8088 | 2.7096 | 16.0006 | 10.0008 | 2.5327 | 235.499 | 147.1929 | 37.2773 | 206.8416 | 138.1468 | 7.7332
VA | INSIG | INDUSTRIAL | Capital Concrete | VAG110058 | 001 | 1 | 0% | 0.00070038 | 0.00070038 | 26.1765 | 3.1923 | 14.959 | 56.1116 | 6.8429 | 32.066 | 56.1116 | 6.8429 | 32.066 | 26.2626 | 3.2028 | 15.0082 | 56.0196 | 6.8317 | 32.0134 | 56.0196 | 6.8317 | 32.0134 | 37.4769 | 4.5704 | 42.8337 | 79.9404 | 9.7488 | 91.3668 | 79.9404 | 9.7488 | 91.3668
VA | INSIG | INDUSTRIAL | Capital Concrete Incorporated - Chesapeake | VAG110037 | 001 | 1 | 0% | 0.00070038 | 0.00070038 | 26.1765 | 3.1923 | 14.959 | 56.1116 | 6.8429 | 32.066 | 52.4296 | 6.2305 | 7.2134 | 26.2626 | 3.2028 | 15.0082 | 56.0196 | 6.8317 | 32.0134 | 52.3437 | 6.2203 | 7.2016 | 37.4769 | 4.5704 | 42.8337 | 79.9404 | 9.7488 | 91.3668 | 74.6948 | 8.8764 | 20.5535
VA | INSIG | INDUSTRIAL | Capital Concrete Incorporated - Norfolk | VAG110036 | 001 | 1 | 0% | 0.00070038 | 0.00070038 | 26.1765 | 3.1923 | 14.959 | 56.1116 | 6.8429 | 32.066 | 55.2227 | 6.3449 | 12.2144 | 26.2626 | 3.2028 | 15.0082 | 56.0196 | 6.8317 | 32.0134 | 55.1321 | 6.3345 | 12.1944 | 37.4769 | 4.5704 | 42.8337 | 79.9404 | 9.7488 | 91.3668 | 78.674 | 9.0393 | 34.803
VA | INSIG | INDUSTRIAL | Capital Concrete Incorporated - Windsor | VAG110172 | 001 | 1 | 0% | 0.00070038 | 0.00070038 | 26.1765 | 3.1923 | 14.959 | 56.1116 | 6.8429 | 32.066 | 13.5922 | 2.8454 | 1.1615 | 26.2626 | 3.2028 | 15.0082 | 56.0196 | 6.8317 | 32.0134 | 13.5699 | 2.8407 | 1.1596 | 37.4769 | 4.5704 | 42.8337 | 79.9404 | 9.7488 | 91.3668 | 19.3644 | 4.0537 | 3.3096
VA | INSIG | INDUSTRIAL | Capn Toms Seafood | VAG524013 | 001 | 1 | 0% | 0.0016109 | 0.0016109 | 811.4086 | 85.5072 | 21.2154 | 4000.4521 | 421.5726 | 104.5973 | 4000.4521 | 421.5726 | 104.5973 | 814.0772 | 85.7885 | 21.2852 | 3993.8939 | 420.8814 | 104.4259 | 3993.8939 | 420.8814 | 104.4259 | 1161.6943 | 122.4208 | 60.7482 | 5699.317 | 600.601 | 298.033 | 5699.317 | 600.601 | 298.033
VA | INSIG | INDUSTRIAL | Car Wash at Red Barn | VAG750040 | 001 | 1 | 0% | 0.0028015 | 0.0028015 | 0.11459 | 8.1776 | 29.918 | 0.98257 | 70.1176 | 256.5279 | 0.37215 | 6.1637 | 2.241 | 0.11497 | 8.2045 | 30.0164 | 0.98096 | 70.0027 | 256.1074 | 0.37154 | 6.1536 | 2.2373 | 0.16406 | 11.7079 | 85.6673 | 1.3998 | 99.8944 | 730.9344 | 0.53019 | 8.7812 | 6.3853
VA | INSIG | INDUSTRIAL | CARDINAL CONCRETE CENTREVILLE | VAG110063 | 001 | 1 | 0% | 0.00070038 | 0.00070038 | 26.1765 | 3.1923 | 14.959 | 56.1116 | 6.8429 | 32.066 | 39.5312 | 3.5058 | 4.3654 | 26.2626 | 3.2028 | 15.0082 | 56.0196 | 6.8317 | 32.0134 | 39.4664 | 3.5 | 4.3583 | 37.4769 | 4.5704 | 42.8337 | 79.9404 | 9.7488 | 91.3668 | 56.3188 | 4.9946 | 12.4385
VA | INSIG | INDUSTRIAL | CARDINAL CONCRETE DUMFRIES PLA | VAG110092 | 001 | 1 | 0% | 0.00070038 | 0.00070038 | 26.1765 | 3.1923 | 14.959 | 56.1116 | 6.8429 | 32.066 | 44.8308 | 6.3298 | 14.9897 | 26.2626 | 3.2028 | 15.0082 | 56.0196 | 6.8317 | 32.0134 | 44.7573 | 6.3194 | 14.9651 | 37.4769 | 4.5704 | 42.8337 | 79.9404 | 9.7488 | 91.3668 | 63.869 | 9.0178 | 42.7106
VA | INSIG | INDUSTRIAL | Carlyle Development II | VA0090107 | 001 | 1 | 0% | 0.0095252 | 0.0095252 | 11.1761 | 6.985 | 11.0265 | 325.8152 | 203.6338 | 321.4524 | 325.5725 | 195.2549 | 217.8662 | 11.2129 | 7.008 | 11.0627 | 325.2811 | 203.3 | 320.9254 | 325.0388 | 194.9348 | 217.5091 | 16.0009 | 10.0005 | 31.5732 | 464.1786 | 290.1106 | 915.926 | 463.8328 | 278.1735 | 620.7742
VA | INSIG | INDUSTRIAL | Caseys Seafood Incorporated | VAG523014 | 001 | 1 | 0% | 0.0016109 | 0.0016109 | 811.4086 | 85.5072 | 647.0751 | 4000.4521 | 421.5726 | 3190.2458 | 4000.4521 | 421.5726 | 3190.2458 | 814.0772 | 85.7885 | 649.2032 | 3993.8939 | 420.8814 | 3185.0159 | 3993.8939 | 420.8814 | 3185.0159 | 1161.6943 | 122.4208 | 1852.8358 | 5699.317 | 600.601 | 9090.0836 | 5699.317 | 600.601 | 9090.0836
VA | INSIG | INDUSTRIAL | Casta Line Trout Farm-Craigsvi | VA0091227 | 001 | 1 | 0% | 0.92843 | 0.92843 | 7.0392 | 0.93856 | 0.49929 | 20002.2603 | 2666.968 | 1418.7623 | 6946.9768 | 945.9918 | 188.7546 | 7.0624 | 0.94165 | 0.50094 | 19969.4697 | 2662.596 | 1416.4365 | 6935.5883 | 944.441 | 188.4452 | 10.0781 | 1.3437 | 1.4297 | 28496.5848 | 3799.5446 | 4042.5312 | 9897.1371 | 1347.7245 | 537.8255
VA | INSIG | INDUSTRIAL | Casta Line Trout Farm-Middlebr | VA0091219 | 001 | 1 | 0% | 0.74255 | 0.74255 | 8.8014 | 1.1735 | 0.27169 | 20002.2603 | 2666.968 | 617.4625 | 9291.8145 | 1894.5761 | 336.2169 | 8.8303 | 1.1774 | 0.27259 | 19969.4697 | 2662.596 | 616.4503 | 9276.582 | 1891.4702 | 335.6657 | 12.6009 | 1.6801 | 0.77797 | 28496.5848 | 3799.5446 | 1759.3585 | 13237.7529 | 2699.1423 | 957.995
VA | INSIG | INDUSTRIAL | Cedar Mountain Stone - Culpeper | VAG840109 | 001 | 1 | 0% | 0.14008 | 0.14008 | 1.5505 | 0.18908 | 27.7317 | 664.7067 | 81.0618 | 11889.0628 | 443.2953 | 72.7347 | 7371.99 | 1.5556 | 0.1897 | 27.8229 | 663.617 | 80.9289 | 11869.5725 | 442.5686 | 72.6155 | 7359.9048 | 2.2198 | 0.27071 | 79.4069 | 946.9865 | 115.4862 | 33875.9401 | 631.5487 | 103.6228 | 21005.2799
VA | INSIG | INDUSTRIAL | Cedar Mountain Stone Corporation - Louisa | VAG840028 | 001 | 1 | 0% | 0.14008 | 0.14008 | 1.5505 | 0.18908 | 27.7317 | 664.7067 | 81.0618 | 11889.0628 | 97.1137 | 12.3693 | 361.5015 | 1.5556 | 0.1897 | 27.8229 | 663.617 | 80.9289 | 11869.5725 | 96.9545 | 12.349 | 360.9089 | 2.2198 | 0.27071 | 79.4069 | 946.9865 | 115.4862 | 33875.9401 | 138.3548 | 17.6222 | 1030.0394
VA | INSIG | INDUSTRIAL | Chantilly Crushed Stone Incorporated | VAG840106 | 001 | 1 | 0% | 0.14008 | 0.14008 | 1.5505 | 0.18908 | 27.7317 | 664.7067 | 81.0618 | 11889.0628 | 305.52 | 43.3811 | 1418.3041 | 1.5556 | 0.1897 | 27.8229 | 663.617 | 80.9289 | 11869.5725 | 305.0191 | 43.31 | 1415.979 | 2.2198 | 0.27071 | 79.4069 | 946.9865 | 115.4862 | 33875.9401 | 435.2646 | 61.8036 | 4041.2256
VA | INSIG | INDUSTRIAL | Charles City County - Mt Zion Rustic WTP | VA0085936 | 001 | 1 | 0% | 0.0063035 | 0.0063035 | 0 | 0.099727 | 14.959 | 0 | 1.924 | 288.5939 | 0 | 0.92783 | 31.4112 | 0 | 0.10005 | 15.0082 | 0 | 1.9208 | 288.1208 | 0 | 0.92631 | 31.3597 | 0 | 0.14278 | 42.8337 | 0 | 2.741 | 822.3012 | 0 | 1.3219 | 89.5011
VA | INSIG | INDUSTRIAL | Charles W Barger - Acres Sand and Stone LLC | VAG840041 | 001 | 1 | 0% | 0.14008 | 0.14008 | 1.5505 | 0.18908 | 27.7317 | 664.7067 | 81.0618 | 11889.0628 | 227.5198 | 58.3202 | 4812.8139 | 1.5556 | 0.1897 | 27.8229 | 663.617 | 80.9289 | 11869.5725 | 227.1468 | 58.2246 | 4804.9241 | 2.2198 | 0.27071 | 79.4069 | 946.9865 | 115.4862 | 33875.9401 | 324.1402 | 83.087 | 13713.3261
VA | INSIG | INDUSTRIAL | Charles W Barger & Son Construction | VAG840121 | 001 | 1 | 0% | 0.14008 | 0.14008 | 1.5505 | 0.18908 | 27.7317 | 664.7067 | 81.0618 | 11889.0628 | 343.558 | 58.6989 | 5700.4765 | 1.5556 | 0.1897 | 27.8229 | 663.617 | 80.9289 | 11869.5725 | 342.9948 | 58.6027 | 5691.1315 | 2.2198 | 0.27071 | 79.4069 | 946.9865 | 115.4862 | 33875.9401 | 489.4562 | 83.6265 | 16242.5755
VA | INSIG | INDUSTRIAL | Chesapeake Bay Bridge and Tunn | VA0006203 | 001 | 1 | 0% | 0.038381 | 0.038381 | 11.1761 | 4.5467 | 1.5255 | 1312.8454 | 534.0954 | 179.2032 | 1312.8454 | 534.0954 | 179.2032 | 11.2129 | 4.5617 | 1.5306 | 1310.6932 | 533.2199 | 178.9094 | 1310.6932 | 533.2199 | 178.9094 | 16.0009 | 6.5095 | 4.3682 | 1870.3691 | 760.9088 | 510.6101 | 1870.3691 | 760.9088 | 510.6101
VA | INSIG | INDUSTRIAL | Chesapeake Marine Railway LLC | VA0091294 | 001 | 1 | 0% | 0.50028 | 0.50028 | 1.1076 | 0.34882 | 121.9375 | 1695.9706 | 534.0954 | 186706.6362 | 1593.1617 | 354.5484 | 59219.8162 | 1.1113 | 0.34996 | 122.3386 | 1693.1903 | 533.2199 | 186400.5597 | 1590.5499 | 353.9672 | 59122.7346 | 1.5858 | 0.4994 | 349.1562 | 2416.1954 | 760.9088 | 531990.025 | 2269.7268 | 505.1139 | 168737.1813
VA | INSIG | INDUSTRIAL | Chesterfield Co Harry D Daniel Park at Ironbridge | VAG750135 | 001 | 1 | 0% | 0.0028015 | 0.0028015 | 0.11459 | 8.1776 | 29.918 | 0.98257 | 70.1176 | 256.5279 | 0.7784 | 63.877 | 92.4523 | 0.11497 | 8.2045 | 30.0164 | 0.98096 | 70.0027 | 256.1074 | 0.77712 | 63.7723 | 92.3007 | 0.16406 | 11.7079 | 85.6673 | 1.3998 | 99.8944 | 730.9344 | 1.109 | 91.0036 | 263.4277
VA | INSIG | INDUSTRIAL | Chesterfield County DPR Dodd Park Point of Rocks | VAG750132 | 001 | 1 | 0% | 0.0028015 | 0.0028015 | 0.11459 | 8.1776 | 29.918 | 0.98257 | 70.1176 | 256.5279 | 0.83096 | 50.2088 | 107.5103 | 0.11497 | 8.2045 | 30.0164 | 0.98096 | 70.0027 | 256.1074 | 0.8296 | 50.1265 | 107.334 | 0.16406 | 11.7079 | 85.6673 | 1.3998 | 99.8944 | 730.9344 | 1.1838 | 71.5309 | 306.333
VA | INSIG | INDUSTRIAL | Chesterfield County DPR Huguenot Park | VAG750133 | 001 | 1 | 0% | 0.0028015 | 0.0028015 | 0.11459 | 8.1776 | 29.918 | 0.98257 | 70.1176 | 256.5279 | 0.72512 | 63.877 | 92.4523 | 0.11497 | 8.2045 | 30.0164 | 0.98096 | 70.0027 | 256.1074 | 0.72393 | 63.7723 | 92.3007 | 0.16406 | 11.7079 | 85.6673 | 1.3998 | 99.8944 | 730.9344 | 1.0331 | 91.0036 | 263.4277
VA | INSIG | INDUSTRIAL | Chesterfield County DPR Maintenance Rinse Station | VAG750205 | 001 | 1 | 0% | 0.0028015 | 0.0028015 | 0.11459 | 0.61362 | 29.918 | 0.98257 | 5.2614 | 256.5279 | 0.66313 | 1.7044 | 16.5417 | 0.11497 | 0.61564 | 30.0164 | 0.98096 | 5.2527 | 256.1074 | 0.66205 | 1.7016 | 16.5146 | 0.16406 | 0.87852 | 85.6673 | 1.3998 | 7.4957 | 730.9344 | 0.94475 | 2.4282 | 47.1329
VA | INSIG | INDUSTRIAL | Chesterfield County DPR Rockwood Park | VAG750134 | 001 | 1 | 0% | 0.0028015 | 0.0028015 | 0.11459 | 8.1776 | 29.918 | 0.98257 | 70.1176 | 256.5279 | 0.74298 | 39.9608 | 36.7527 | 0.11497 | 8.2045 | 30.0164 | 0.98096 | 70.0027 | 256.1074 | 0.74177 | 39.8953 | 36.6925 | 0.16406 | 11.7079 | 85.6673 | 1.3998 | 99.8944 | 730.9344 | 1.0585 | 56.9309 | 104.7209
VA | INSIG | INDUSTRIAL | Churchville Plaza | VAG750047 | 001 | 1 | 0% | 0.0028015 | 0.0028015 | 0.11459 | 8.1776 | 29.918 | 0.98257 | 70.1176 | 256.5279 | 0.43125 | 56.6302 | 188.1102 | 0.11497 | 8.2045 | 30.0164 | 0.98096 | 70.0027 | 256.1074 | 0.43054 | 56.5374 | 187.8018 | 0.16406 | 11.7079 | 85.6673 | 1.3998 | 99.8944 | 730.9344 | 0.61439 | 80.6793 | 535.9891
VA | INSIG | INDUSTRIAL | Ciba Corporation | VA0058254 | 001 | 1 | 0% | 0.36238 | 0.36238 | 1.2972 | 0.48156 | 0.61693 | 1438.751 | 534.0954 | 684.2328 | 1316.2506 | 410.7284 | 184.7598 | 1.3015 | 0.48314 | 0.61896 | 1436.3924 | 533.2199 | 683.1111 | 1314.0928 | 410.055 | 184.4569 | 1.8572 | 0.68945 | 1.7665 | 2049.7429 | 760.9088 | 1949.6095 | 1875.2204 | 585.1517 | 526.4429
VA | INSIG | INDUSTRIAL | Citgo Petroleum Corporation - | VA0054623 | 001 | 1 | 0% | 0.021432 | 0.021432 | 11.1762 | 6.9851 | 11.0264 | 733.0884 | 458.1803 | 723.2664 | 723.7735 | 443.2815 | 305.1008 | 11.2129 | 7.0081 | 11.0627 | 731.8866 | 457.4292 | 722.0808 | 722.587 | 442.5548 | 304.6006 | 16.0009 | 10.0006 | 31.5731 | 1044.4078 | 652.7549 | 2060.8294 | 1031.1371 | 631.529 | 869.3347
VA | INSIG | INDUSTRIAL | Classic Car Wash | VAG750158 | 001 | 1 | 0% | 0.0028015 | 0.0028015 | 0.11459 | 8.1776 | 29.918 | 0.98257 | 70.1176 | 256.5279 | 0.89827 | 56.8791 | 77.6553 | 0.11497 | 8.2045 | 30.0164 | 0.98096 | 70.0027 | 256.1074 | 0.89679 | 56.7859 | 77.528 | 0.16406 | 11.7079 | 85.6673 | 1.3998 | 99.8944 | 730.9344 | 1.2797 | 81.0338 | 221.266
VA | INSIG | INDUSTRIAL | Coastal Design Sand Pit | VAG840163 | 001 | 1 | 0% | 0.14008 | 0.14008 | 1.5505 | 0.18908 | 27.7317 | 664.7067 | 81.0618 | 11889.0628 | 539.7798 | 44.9945 | 2067.5889 | 1.5556 | 0.1897 | 27.8229 | 663.617 | 80.9289 | 11869.5725 | 538.8949 | 44.9208 | 2064.1994 | 2.2198 | 0.27071 | 79.4069 | 946.9865 | 115.4862 | 33875.9401 | 769.0071 | 64.1023 | 5891.2563
VA | INSIG | INDUSTRIAL | Coastal Precast Systems | VA0089818 | 001 | 1 | 0% | 0.0070038 | 0.0070038 | 186.624 | 24.8832 | 617.2835 | 4000.4521 | 533.3936 | 13232.0251 | 3928.6059 | 511.5374 | 4003.2394 | 187.2378 | 24.965 | 619.3137 | 3993.8939 | 532.5192 | 13210.3332 | 3922.1656 | 510.6988 | 3996.6767 | 267.1897 | 35.6253 | 1767.5306 | 5699.317 | 759.9089 | 37702.4915 | 5596.9601 | 728.7711 | 11406.5759
VA | INSIG | INDUSTRIAL | Cogentrix Virginia Leasing Corporation | VA0074781 | 001 | 1 | 0% | 4.1555 | 4.1555 | 0.13525 | 0.0071958 | 0.046126 | 2149.9293 | 114.3826 | 733.2015 | 2143.0902 | 113.5464 | 486.3368 | 0.1696 | 0.0090231 | 0.057839 | 2146.4048 | 114.1951 | 731.9995 | 2139.5769 | 113.3603 | 485.5396 | 0.24202 | 0.012876 | 0.16507 | 3062.936 | 162.9572 | 2089.1376 | 3053.1925 | 161.766 | 1385.7373
VA | INSIG | INDUSTRIAL | Colonial Concrete - Culpeper Plant | VAG110101 | 001 | 1 | 0% | 0.00070038 | 0.00070038 | 26.1765 | 3.1923 | 14.959 | 56.1116 | 6.8429 | 32.066 | 33.0691 | 6.7646 | 22.9886 | 26.2626 | 3.2028 | 15.0082 | 56.0196 | 6.8317 | 32.0134 | 33.0149 | 6.7536 | 22.9509 | 37.4769 | 4.5704 | 42.8337 | 79.9404 | 9.7488 | 91.3668 | 47.1125 | 9.6374 | 65.5023
VA | INSIG | INDUSTRIAL | Colonial Concrete - Dumfries | VAG110097 | 001 | 1 | 0% | 0.00070038 | 0.00070038 | 26.1765 | 3.1923 | 14.959 | 56.1116 | 6.8429 | 32.066 | 44.8308 | 6.3298 | 14.9897 | 26.2626 | 3.2028 | 15.0082 | 56.0196 | 6.8317 | 32.0134 | 44.7573 | 6.3194 | 14.9651 | 37.4769 | 4.5704 | 42.8337 | 79.9404 | 9.7488 | 91.3668 | 63.869 | 9.0178 | 42.7106
VA | INSIG | INDUSTRIAL | Colonial Concrete - Falmouth | VAG110095 | 001 | 1 | 0% | 0.00070038 | 0.00070038 | 26.1765 | 3.1923 | 14.959 | 56.1116 | 6.8429 | 32.066 | 48.9052 | 5.4171 | 12.2202 | 26.2626 | 3.2028 | 15.0082 | 56.0196 | 6.8317 | 32.0134 | 48.8251 | 5.4082 | 12.2001 | 37.4769 | 4.5704 | 42.8337 | 79.9404 | 9.7488 | 91.3668 | 69.6737 | 7.7175 | 34.8194
VA | INSIG | INDUSTRIAL | Colonial Concrete Lorton Plant | VAG110306 | 001 | 1 | 0% | 0.00070038 | 0.00070038 | 26.1765 | 3.1923 | 14.959 | 56.1116 | 6.8429 | 32.066 | 51.8325 | 5.4677 | 14.9001 | 26.2626 | 3.2028 | 15.0082 | 56.0196 | 6.8317 | 32.0134 | 51.7475 | 5.4587 | 14.8757 | 37.4769 | 4.5704 | 42.8337 | 79.9404 | 9.7488 | 91.3668 | 73.8441 | 7.7896 | 42.4554
VA | INSIG | INDUSTRIAL | Colonial Concrete - Louisa | VAG110133 | 001 | 1 | 0% | 0.00070038 | 0.00070038 | 26.1765 | 3.1923 | 14.959 | 56.1116 | 6.8429 | 32.066 | 25.5117 | 3.2115 | 7.4154 | 26.2626 | 3.2028 | 15.0082 | 56.0196 | 6.8317 | 32.0134 | 25.4699 | 3.2062 | 7.4033 | 37.4769 | 4.5704 | 42.8337 | 79.9404 | 9.7488 | 91.3668 | 36.3458 | 4.5753 | 21.1291
VA | INSIG | INDUSTRIAL | Colonial Concrete Doswell Plant | VAG110163 | 001 | 1 | 0% | 0.00070038 | 0.00070038 | 26.1765 | 3.1923 | 14.959 | 56.1116 | 6.8429 | 32.066 | 48.9052 | 5.4171 | 12.2202 | 26.2626 | 3.2028 | 15.0082 | 56.0196 | 6.8317 | 32.0134 | 48.8251 | 5.4082 | 12.2001 | 37.4769 | 4.5704 | 42.8337 | 79.9404 | 9.7488 | 91.3668 | 69.6737 | 7.7175 | 34.8194
VA | INSIG | INDUSTRIAL | Colonial Pipeline - Chantilly | VA0051683 | 001 | 1 | 0% | 0.010926 | 0.010926 | 11.1762 | 6.9851 | 6.4507 | 373.7327 | 233.5801 | 215.7106 | 239.6356 | 119.6692 | 29.3665 | 11.213 | 7.008 | 6.4719 | 373.12 | 233.1972 | 215.357 | 239.2427 | 119.473 | 29.3184 | 16.001 | 10.0005 | 18.4709 | 532.4451 | 332.7742 | 614.6322 | 341.4012 | 170.4889 | 83.6751
VA | INSIG | INDUSTRIAL | Colonial Pipeline Co - Lynchbu | VA0051713 | 001 | 1 | 0% | 0.00035019 | 0.00035019 | 11.1782 | 6.9864 | 11.0253 | 11.9808 | 7.488 | 11.8169 | 7.4161 | 5.2216 | 5.027 | 11.215 | 7.0094 | 11.0616 | 11.9611 | 7.4757 | 11.7975 | 7.4039 | 5.213 | 5.0187 | 16.0039 | 10.0024 | 31.57 | 17.0686 | 10.6679 | 33.6703 | 10.5655 | 7.4391 | 14.3235
VA | INSIG | INDUSTRIAL | Colonial Pipeline Company - Mi | VA0051926 | 001 | 1 | 0% | 0.0060933 | 0.0060933 | 11.1761 | 6.9852 | 11.0264 | 208.4261 | 130.2684 | 205.6344 | 88.4539 | 17.9301 | 3.4808 | 11.2129 | 7.0082 | 11.0627 | 208.0844 | 130.0549 | 205.2972 | 88.3089 | 17.9007 | 3.4751 | 16.0009 | 10.0007 | 31.5731 | 296.938 | 185.5893 | 585.9215 | 126.0175 | 25.5444 | 9.9179
VA | INSIG | INDUSTRIAL | Colonial Pipeline Surry | VA0085481 | 001 | 1 | 0% | 0.00042023 | 0.00042023 | 11.1782 | 6.9864 | 0.30758 | 14.3769 | 8.9856 | 0.39559 | 12.0416 | 5.073 | 0.099069 | 11.215 | 7.0094 | 0.30859 | 14.3534 | 8.9709 | 0.39494 | 12.0218 | 5.0647 | 0.098906 | 16.0039 | 10.0024 | 0.88072 | 20.4824 | 12.8015 | 1.1272 | 17.1552 | 7.2274 | 0.28228
VA | INSIG | INDUSTRIAL | Colonna Marine LLC - Colonna Y | VA0004391 | 001 | 1 | 0% | 0.00070038 | 0.00070038 | 1.1073 | 249.1594 | 6.4367 | 2.3736 | 534.0954 | 13.7977 | 2.3736 | 534.0954 | 13.7977 | 1.1109 | 249.9788 | 6.4579 | 2.3697 | 533.2199 | 13.7751 | 2.3697 | 533.2199 | 13.7751 | 1.5853 | 356.7217 | 18.4309 | 3.3815 | 760.9088 | 39.3142 | 3.3815 | 760.9088 | 39.3142
VA | INSIG | INDUSTRIAL | Colonnas Shipyard Inc | VA0053813 | 001 | 1 | 0% | 0.014988 | 0.014988 | 1.1076 | 11.643 | 17.9588 | 50.811 | 534.0954 | 823.8203 | 50.4085 | 514.6601 | 568.8132 | 1.1113 | 11.6813 | 18.0179 | 50.7277 | 533.2199 | 822.4697 | 50.3258 | 513.8164 | 567.8807 | 1.5858 | 16.6692 | 51.4232 | 72.3888 | 760.9088 | 2347.3411 | 71.8154 | 733.2199 | 1620.7402
VA | INSIG | INDUSTRIAL | Columbia Gas Transmission Corp | VA0092185 | 001 | 1 | 0% | 0.0052529 | 0.0052529 | 11.1761 | 3.1883 | 11.0264 | 179.6779 | 51.2574 | 177.2704 | 39.8867 | 0.53084 | 0.10795 | 11.2129 | 3.1987 | 11.0627 | 179.3833 | 51.1734 | 176.9798 | 39.8213 | 0.52997 | 0.10777 | 16.0009 | 4.5646 | 31.573 | 255.9814 | 73.0248 | 505.103 | 56.8252 | 0.75627 | 0.30758
VA | INSIG | INDUSTRIAL | Columbia Gas Transmission Corp - Chesapeake | VAG250103 | 001 | 1 | 0% | 0.014008 | 0.014008 | 2.5397 | 1.4711 | 14.959 | 108.8825 | 63.0668 | 641.3198 | 24.1708 | 0.65314 | 0.39053 | 2.5481 | 1.4759 | 15.0082 | 108.704 | 62.9634 | 640.2685 | 24.1312 | 0.65207 | 0.38989 | 3.6361 | 2.1061 | 42.8337 | 155.1214 | 89.8492 | 1827.336 | 34.4354 | 0.9305 | 1.1127
VA | INSIG | INDUSTRIAL | Commercial Ready Mix Products - 1125 Victory Blvd | VAG110244 | 001 | 1 | 0% | 0.00070038 | 0.00070038 | 26.1765 | 3.1923 | 14.959 | 56.1116 | 6.8429 | 32.066 | 55.3986 | 6.6204 | 13.5266 | 26.2626 | 3.2028 | 15.0082 | 56.0196 | 6.8317 | 32.0134 | 55.3078 | 6.6095 | 13.5045 | 37.4769 | 4.5704 | 42.8337 | 79.9404 | 9.7488 | 91.3668 | 78.9247 | 9.4318 | 38.5419
VA | INSIG | INDUSTRIAL | Commercial Ready Mix Products - Coast Guard Blvd | VAG110279 | 001 | 1 | 0% | 0.00070038 | 0.00070038 | 26.1765 | 3.1923 | 14.959 | 56.1116 | 6.8429 | 32.066 | 55.9331 | 6.7929 | 21.2696 | 26.2626 | 3.2028 | 15.0082 | 56.0196 | 6.8317 | 32.0134 | 55.8414 | 6.7817 | 21.2347 | 37.4769 | 4.5704 | 42.8337 | 79.9404 | 9.7488 | 91.3668 | 79.6861 | 9.6776 | 60.6041
VA | INSIG | INDUSTRIAL | Commercial Ready Mix Products Inc - Suffolk | VAG110062 | 001 | 1 | 0% | 0.00070038 | 0.00070038 | 26.1765 | 3.1923 | 14.959 | 56.1116 | 6.8429 | 32.066 | 46.4597 | 4.7663 | 6.853 | 26.2626 | 3.2028 | 15.0082 | 56.0196 | 6.8317 | 32.0134 | 46.3836 | 4.7585 | 6.8417 | 37.4769 | 4.5704 | 42.8337 | 79.9404 | 9.7488 | 91.3668 | 66.1897 | 6.7905 | 19.5264
VA | INSIG | INDUSTRIAL | Commonwealth Concrete LLC - Prince George Plant | VAG110231 | 001 | 1 | 0% | 0.00070038 | 0.00070038 | 26.1765 | 3.1923 | 14.959 | 56.1116 | 6.8429 | 32.066 | 40.8112 | 4.0762 | 7.3165 | 26.2626 | 3.2028 | 15.0082 | 56.0196 | 6.8317 | 32.0134 | 40.7443 | 4.0695 | 7.3045 | 37.4769 | 4.5704 | 42.8337 | 79.9404 | 9.7488 | 91.3668 | 58.1424 | 5.8072 | 20.8471
VA | INSIG | INDUSTRIAL | Commonwealth Wood Preservers I | VA0073555 | 001 | 1 | 0% | 0.0070038 | 0.0070038 | 186.624 | 24.8832 | 617.2835 | 4000.4521 | 533.3936 | 13232.0251 | 2756.4919 | 390.7607 | 2792.4707 | 187.2378 | 24.965 | 619.3137 | 3993.8939 | 532.5192 | 13210.3332 | 2751.9731 | 390.1201 | 2787.8929 | 267.1897 | 35.6253 | 1767.5306 | 5699.317 | 759.9089 | 37702.4915 | 3927.0864 | 556.7043 | 7956.6886
VA | INSIG | INDUSTRIAL | Construction Materials Co - Lexington Facility | VAG110152 | 001 | 1 | 0% | 0.00070038 | 0.00070038 | 26.1765 | 3.1923 | 14.959 | 56.1116 | 6.8429 | 32.066 | 27.3227 | 4.9551 | 15.3748 | 26.2626 | 3.2028 | 15.0082 | 56.0196 | 6.8317 | 32.0134 | 27.2779 | 4.947 | 15.3496 | 37.4769 | 4.5704 | 42.8337 | 79.9404 | 9.7488 | 91.3668 | 38.9257 | 7.0594 | 43.8079
VA | INSIG | INDUSTRIAL | Construction Materials Company - Covington | VAG110019 | 001 | 1 | 0% | 0.00070038 | 0.00070038 | 26.1765 | 3.1923 | 14.959 | 56.1116 | 6.8429 | 32.066 | 36.1514 | 5.9682 | 24.1115 | 26.2626 | 3.2028 | 15.0082 | 56.0196 | 6.8317 | 32.0134 | 36.0921 | 5.9584 | 24.072 | 37.4769 | 4.5704 | 42.8337 | 79.9404 | 9.7488 | 91.3668 | 51.5038 | 8.5027 | 68.7019
VA | INSIG | INDUSTRIAL | Construction Materials Company - Cliftondale | VAG110170 | 001 | 1 | 0% | 0.00070038 | 0.00070038 | 26.1765 | 3.1923 | 14.959 | 56.1116 | 6.8429 | 32.066 | 29.7446 | 4.0914 | 13.8595 | 26.2626 | 3.2028 | 15.0082 | 56.0196 | 6.8317 | 32.0134 | 29.6958 | 4.0847 | 13.8367 | 37.4769 | 4.5704 | 42.8337 | 79.9404 | 9.7488 | 91.3668 | 42.3762 | 5.8289 | 39.4902
VA | INSIG | INDUSTRIAL | Continental Automotive Systems Inc | VAG250095 | 001 | 1 | 0% | 0.014008 | 0.014008 | 2.5397 | 1.4711 | 14.959 | 108.8825 | 63.0668 | 641.3198 | 65.6443 | 56.5882 | 397.6599 | 2.5481 | 1.4759 | 15.0082 | 108.704 | 62.9634 | 640.2685 | 65.5367 | 56.4955 | 397.008 | 3.6361 | 2.1061 | 42.8337 | 155.1214 | 89.8492 | 1827.336 | 93.5214 | 80.6195 | 1133.0668
VA | INSIG | INDUSTRIAL | Cooks Oyster Company Incorporated (Facility Closed | VAG524054 | 001 | 1 | 0% | 0.0016109 | 0.0016109 | 811.4086 | 85.5072 | 93.5568 | 4000.4521 | 421.5726 | 461.2588 | 4000.4521 | 421.5726 | 461.2588 | 814.0772 | 85.7885 | 93.8645 | 3993.8939 | 420.8814 | 460.5027 | 3993.8939 | 420.8814 | 460.5027 | 1161.6943 | 122.4208 | 267.8906 | 5699.317 | 600.601 | 1314.2816 | 5699.317 | 600.601 | 1314.2816
VA | INSIG | INDUSTRIAL | Cooper Industries | VA0027065 | 001 | 1 | 0% | 0.011276 | 0.011276 | 0.81826 | 0.29541 | 3.5175 | 28.2396 | 10.195 | 121.3959 | 18.4072 | 7.8382 | 31.9077 | 0.82095 | 0.29638 | 3.5291 | 28.1933 | 10.1783 | 121.1969 | 18.377 | 7.8254 | 31.8554 | 1.1715 | 0.42293 | 10.0721 | 40.2321 | 14.5244 | 345.8977 | 26.2241 | 11.1669 | 90.9157
VA | INSIG | INDUSTRIAL | Coursey Springs Fish Cultural | VA0091251 | 001 | 1 | 0% | 4.8525 | 4.8525 | 1.0776 | 0.14368 | 0.53054 | 20002.2603 | 2666.968 | 9847.7534 | 9298.6779 | 1172.229 | 2744.1052 | 1.3513 | 0.18017 | 0.66526 | 19969.4697 | 2662.596 | 9831.6095 | 9283.4341 | 1170.3073 | 2739.6067 | 1.9282 | 0.2571 | 1.8987 | 28496.5848 | 3799.5446 | 28059.5627 | 13247.5309 | 1670.0374 | 7818.8791
VA | INSIG | INDUSTRIAL | Covalence Specialty Coatings L | VA0091871 | 001 | 1 | 0% | 0.13209 | 0.13209 | 11.1761 | 0.01971 | 4.9445 | 4518.2989 | 7.9684 | 1998.9545 | 2068.2071 | 3.0609 | 403.4873 | 11.2129 | 0.019775 | 4.9607 | 4510.8918 | 7.9553 | 1995.6775 | 2064.8166 | 3.0559 | 402.8258 | 16.0009 | 0.028219 | 14.158 | 6437.0768 | 11.3523 | 5695.6938 | 2946.5089 | 4.3608 | 1149.671
VA | INSIG | INDUSTRIAL | Covance Research Products Inc | VA0088382 | 001 | 1 | 0% | 0.0044825 | 0.0044825 | 21.9726 | 1.932 | 964.5055 | 301.4411 | 26.5047 | 13232.0251 | 164.7247 | 14.5264 | 1671.3041 | 22.0448 | 1.9383 | 967.6776 | 300.9469 | 26.4612 | 13210.3332 | 164.4546 | 14.5025 | 1668.5643 | 31.4581 | 2.766 | 2761.7666 | 429.4535 | 37.7603 | 37702.4915 | 234.678 | 20.6952 | 4762.1077
VA | INSIG | INDUSTRIAL | Covanta Fairfax Incorporated | VA0090638 | 001 | 1 | 0% | 0.0070038 | 0.0070038 | 97.7912 | 24.9159 | 96.4815 | 2096.2418 | 534.0954 | 2068.1675 | 1746.956 | 429.2252 | 956.8962 | 98.1128 | 24.9979 | 96.7988 | 2092.8054 | 533.2199 | 2064.7771 | 1744.0921 | 428.5216 | 955.3275 | 140.0077 | 35.6722 | 276.2653 | 2986.4491 | 760.9088 | 5892.9051 | 2488.8326 | 611.5035 | 2726.5193
VA | INSIG | INDUSTRIAL | Cowart Seafood Corporation | VAG524048 | 001 | 1 | 0% | 0.0016109 | 0.0016109 | 811.4086 | 85.5072 | 21.2154 | 4000.4521 | 421.5726 | 104.5973 | 3809.1252 | 301.2375 | 35.1571 | 814.0772 | 85.7885 | 21.2852 | 3993.8939 | 420.8814 | 104.4259 | 3802.8808 | 300.7437 | 35.0995 | 1161.6943 | 122.4208 | 60.7482 | 5699.317 | 600.601 | 298.033 | 5426.7397 | 429.1635 | 100.1744
VA | INSIG | INDUSTRIAL | Crider and Shockey Inc | VAG110212 | 001 | 1 | 0% | 0.00070038 | 0.00070038 | 26.1765 | 3.1923 | 14.959 | 56.1116 | 6.8429 | 32.066 | 40.8604 | 4.9063 | 18.9688 | 26.2626 | 3.2028 | 15.0082 | 56.0196 | 6.8317 | 32.0134 | 40.7934 | 4.8983 | 18.9377 | 37.4769 | 4.5704 | 42.8337 | 79.9404 | 9.7488 | 91.3668 | 58.2125 | 6.9899 | 54.0486
VA | INSIG | INDUSTRIAL | Crider and Shockey Incorporated - Bealeton | VAG110110 | 001 | 1 | 0% | 0.00070038 | 0.00070038 | 26.1765 | 3.1923 | 14.959 | 56.1116 | 6.8429 | 32.066 | 41.1327 | 6.2263 | 15.7932 | 26.2626 | 3.2028 | 15.0082 | 56.0196 | 6.8317 | 32.0134 | 41.0652 | 6.2161 | 15.7673 | 37.4769 | 4.5704 | 42.8337 | 79.9404 | 9.7488 | 91.3668 | 58.6004 | 8.8704 | 45.0002
VA | INSIG | INDUSTRIAL | Crider and Shockey Incorporated - Leesburg | VAG110123 | 001 | 1 | 0% | 0.00070038 | 0.00070038 | 26.1765 | 3.1923 | 14.959 | 56.1116 | 6.8429 | 32.066 | 43.7091 | 4.508 | 16.7081 | 26.2626 | 3.2028 | 15.0082 | 56.0196 | 6.8317 | 32.0134 | 43.6375 | 4.5006 | 16.6807 | 37.4769 | 4.5704 | 42.8337 | 79.9404 | 9.7488 | 91.3668 | 62.271 | 6.4224 | 47.6071
VA | INSIG | INDUSTRIAL | Crider and Shockey Incorporated - Marshall | VAG110140 | 001 | 1 | 0% | 0.00070038 | 0.00070038 | 26.1765 | 3.1923 | 14.959 | 56.1116 | 6.8429 | 32.066 | 12.3256 | 0.69302 | 0.15822 | 26.2626 | 3.2028 | 15.0082 | 56.0196 | 6.8317 | 32.0134 | 12.3054 | 0.69188 | 0.15796 | 37.4769 | 4.5704 | 42.8337 | 79.9404 | 9.7488 | 91.3668 | 17.5599 | 0.98732 | 0.45082
VA | INSIG | INDUSTRIAL | Crop Production Services Incor | VA0088374 | 001 | 1 | 0% | 0.003572 | 0.003572 | 5.1797 | 0.95633 | 10.9177 | 56.6262 | 10.4549 | 119.3557 | 45.5501 | 6.6975 | 27.9016 | 5.1967 | 0.95948 | 10.9536 | 56.5333 | 10.4378 | 119.1601 | 45.4754 | 6.6865 | 27.8559 | 7.4158 | 1.3692 | 31.2618 | 80.6735 | 14.8948 | 340.0847 | 64.8938 | 9.5417 | 79.5012
VA | INSIG | INDUSTRIAL | Crossroads Village Center STP | VA0083291 | 001 | 1 | 0% | 0.0070038 | 0.0070038 | 11.1761 | 6.9851 | 30.282 | 239.5705 | 149.7316 | 649.1226 | 139.2655 | 93.2764 | 251.5867 | 11.2129 | 7.0081 | 30.3816 | 239.1778 | 149.4861 | 648.0584 | 139.0372 | 93.1235 | 251.1742 | 16.0009 | 10.0006 | 86.7096 | 341.3085 | 213.3178 | 1849.5686 | 198.4071 | 132.888 | 716.8551
VA | INSIG | INDUSTRIAL | CSX Transportation Inc - Clift | VA0003344 | 001 | 1 | 0% | 0.025704 | 0.025704 | 0.24568 | 0.059624 | 0.031967 | 19.3275 | 4.6906 | 2.5148 | 10.497 | 2.8045 | 1.087 | 0.24649 | 0.05982 | 0.032072 | 19.2958 | 4.6829 | 2.5107 | 10.4797 | 2.7999 | 1.0852 | 0.35174 | 0.085363 | 0.091534 | 27.5353 | 6.6825 | 7.1656 | 14.9547 | 3.9955 | 3.0971
VA | INSIG | INDUSTRIAL | Culpeper Wood Preservers - Cul | VA0059145 | 001 | 1 | 0% | 0.33184 | 0.33184 | 0.099212 | 2.6259 | 6.6608 | 100.7629 | 2666.968 | 6764.9052 | 64.1103 | 2636.4755 | 4849.8667 | 0.099538 | 2.6346 | 6.6827 | 100.5977 | 2662.596 | 6753.8152 | 64.0052 | 2632.1534 | 4841.9161 | 0.14204 | 3.7595 | 19.0725 | 143.5537 | 3799.5446 | 19275.491 | 91.3359 | 3756.1029 | 13818.902
VA | INSIG | INDUSTRIAL | Culpeper Wood Preservers - Ruf | VA0090468 | 001 | 1 | 0% | 0.35643 | 0.35643 | 0.43309 | 0.4896 | 6.6608 | 472.4498 | 534.0954 | 7266.0609 | 414.1138 | 288.0075 | 1237.3884 | 0.43452 | 0.49121 | 6.6827 | 471.6753 | 533.2199 | 7254.1493 | 413.4349 | 287.5354 | 1235.3599 | 0.62006 | 0.70097 | 19.0725 | 673.0843 | 760.9088 | 20703.4521 | 589.9748 | 410.3151 | 3525.7358
VA | INSIG | INDUSTRIAL | Curley Packing Company | VAG524032 | 001 | 1 | 0% | 0.0016109 | 0.0016109 | 811.4086 | 85.5072 | 21.2154 | 4000.4521 | 421.5726 | 104.5973 | 4000.4521 | 421.5726 | 104.5973 | 814.0772 | 85.7885 | 21.2852 | 3993.8939 | 420.8814 | 104.4259 | 3993.8939 | 420.8814 | 104.4259 | 1161.6943 | 122.4208 | 60.7482 | 5699.317 | 600.601 | 298.033 | 5699.317 | 600.601 | 298.033
VA | INSIG | INDUSTRIAL | Custis A Wilson - Mine No 1 | VAG840001 | 001 | 1 | 0% | 0.14008 | 0.14008 | 1.5505 | 0.18908 | 27.7317 | 664.7067 | 81.0618 | 11889.0628 | 611.6495 | 64.8908 | 2416.5091 | 1.5556 | 0.1897 | 27.8229 | 663.617 | 80.9289 | 11869.5725 | 610.6468 | 64.7845 | 2412.5476 | 2.2198 | 0.27071 | 79.4069 | 946.9865 | 115.4862 | 33875.9401 | 871.3976 | 92.4479 | 6885.4474
VA | INSIG | INDUSTRIAL | Custom Sand and Gravel - Charles City | VAG840156 | 001 | 1 | 0% | 0.14008 | 0.14008 | 1.5505 | 0.18908 | 27.7317 | 664.7067 | 81.0618 | 11889.0628 | 516.172 | 49.1367 | 2141.5365 | 1.5556 | 0.1897 | 27.8229 | 663.617 | 80.9289 | 11869.5725 | 515.3258 | 49.0561 | 2138.0257 | 2.2198 | 0.27071 | 79.4069 | 946.9865 | 115.4862 | 33875.9401 | 735.3738 | 70.0035 | 6101.9579
VA | INSIG | INDUSTRIAL | Cyber Integration Center | VAG250128 | 001 | 1 | 0% | 0.014008 | 0.014008 | 2.5397 | 1.4711 | 14.959 | 108.8825 | 63.0668 | 641.3198 | 62.5024 | 49.5045 | 435.5036 | 2.5481 | 1.4759 | 15.0082 | 108.704 | 62.9634 | 640.2685 | 62.3999 | 49.4234 | 434.7896 | 3.6361 | 2.1061 | 42.8337 | 155.1214 | 89.8492 | 1827.336 | 89.0451 | 70.5275 | 1240.8962
VA | INSIG | INDUSTRIAL | D M Conner Sand and Gravel | VAG840025 | 001 | 1 | 0% | 0.14008 | 0.14008 | 1.5505 | 0.18908 | 27.7317 | 664.7067 | 81.0618 | 11889.0628 | 227.5198 | 58.3202 | 4812.8139 | 1.5556 | 0.1897 | 27.8229 | 663.617 | 80.9289 | 11869.5725 | 227.1468 | 58.2246 | 4804.9241 | 2.2198 | 0.27071 | 79.4069 | 946.9865 | 115.4862 | 33875.9401 | 324.1402 | 83.087 | 13713.3261
VA | INSIG | INDUSTRIAL | Deltaville Oyster Company LLC | VAG524089 | 001 | 1 | 0% | 0.0016109 | 0.0016109 | 811.4086 | 85.5072 | 93.5568 | 4000.4521 | 421.5726 | 461.2588 | 4000.4521 | 421.5726 | 461.2588 | 814.0772 | 85.7885 | 93.8645 | 3993.8939 | 420.8814 | 460.5027 | 3993.8939 | 420.8814 | 460.5027 | 1161.6943 | 122.4208 | 267.8906 | 5699.317 | 600.601 | 1314.2816 | 5699.317 | 600.601 | 1314.2816
VA | INSIG | INDUSTRIAL | DGIF - Paint Bank Fish Cultura | VA0091324 | 001 | 1 | 0% | 1.7117 | 1.7117 | 0.098222 | 0.089809 | 4.9863 | 643.1195 | 588.0305 | 32648.5242 | 151.6321 | 245.0641 | 8730.4638 | 0.12316 | 0.11261 | 6.2526 | 642.0652 | 587.0665 | 32595.002 | 151.3835 | 244.6624 | 8716.1516 | 0.17576 | 0.1607 | 17.8449 | 916.2319 | 837.7484 | 93026.6302 | 216.0254 | 349.1351 | 24876.0288
VA | INSIG | INDUSTRIAL | DOC Coffeewood Correctional Center | VA0087718 | 001 | 1 | 0% | 0.049027 | 0.049027 | 0 | 0.099727 | 14.959 | 0 | 14.9641 | 2244.6194 | 0 | 13.4269 | 1391.8096 | 0 | 0.10005 | 15.0082 | 0 | 14.9396 | 2240.9397 | 0 | 13.4049 | 1389.528 | 0 | 0.14278 | 42.8337 | 0 | 21.3189 | 6395.676 | 0 | 19.1289 | 3965.7339
VA | INSIG | INDUSTRIAL | Dominion - Bath County Power Station | VA0053317 | 001 | 1 | 0% | 9.6073 | 9.6073 | 0.54428 | 0.072571 | 0.12824 | 20002.2603 | 2666.968 | 4712.8849 | 2037.9503 | 757.5227 | 404.2287 | 0.68249 | 0.090999 | 0.16081 | 19969.4697 | 2662.596 | 4705.1589 | 2034.6094 | 756.2808 | 403.566 | 0.97393 | 0.12986 | 0.45895 | 28496.5848 | 3799.5446 | 13428.5947 | 2903.403 | 1079.2185 | 1151.7835
VA | INSIG | INDUSTRIAL | Dominion - Bremo Power Station | VA0004138 | 001 | 1 | 0% | 71.3181 | 71.3181 | 0.07332 | 0.009776 | 0.063457 | 20002.2603 | 2666.968 | 17311.5283 | 15287.4647 | 1524.6822 | 4275.7902 | 0.091939 | 0.012259 | 0.079571 | 19969.4697 | 2662.596 | 17283.1487 | 15262.4033 | 1522.1827 | 4268.7807 | 0.1312 | 0.017493 | 0.2271 | 28496.5848 | 3799.5446 | 49326.3687 | 21779.5652 | 2172.1663 | 12183.1648
VA | INSIG | INDUSTRIAL | Dominion - Chesapeake Energy C | VA0004081 | 001 | 1 | 0% | 295.7609 | 295.7609 | 0.003536 | 0.00047147 | 0.0088815 | 4000.4521 | 533.3936 | 10048.0925 | 888.0596 | 5.524 | 6.1187 | 0.0044339 | 0.00059119 | 0.011137 | 3993.8939 | 532.5192 | 10031.6202 | 886.6037 | 5.5149 | 6.1087 | 0.0063272 | 0.00084363 | 0.031785 | 5699.317 | 759.9089 | 28630.3962 | 1265.1902 | 7.8698 | 17.4343
VA | INSIG | INDUSTRIAL | Dominion - Gordonsville Power Station | VA0087033 | 001 | 1 | 0% | 0.095672 | 0.095672 | 0.013317 | 9.1081 | 0.62407 | 3.8994 | 2666.968 | 182.7352 | 1.9894 | 1251.6427 | 42.2585 | 0.013361 | 9.138 | 0.62612 | 3.893 | 2662.596 | 182.4357 | 1.9861 | 1249.5908 | 42.1892 | 0.019066 | 13.04 | 1.7869 | 5.5554 | 3799.5446 | 520.6742 | 2.8342 | 1783.1755 | 120.4087
VA | INSIG | INDUSTRIAL | Dominion - Gravel Neck CT Stat | VA0004090 | 001 | 1 | 0% | 1176.6133 | 1176.6133 | 0.00088883 | 0.00011851 | 3.0248e-05 | 4000.4521 | 533.3936 | 136.1401 | 3680.0279 | 303.8564 | 29.5622 | 0.0011145 | 0.00014861 | 3.7929e-05 | 3993.8939 | 532.5192 | 135.917 | 3673.995 | 303.3583 | 29.5137 | 0.0015905 | 0.00021206 | 0.00010825 | 5699.317 | 759.9089 | 387.9091 | 5242.8188 | 432.8946 | 84.2325
VA | INSIG | INDUSTRIAL | Dominion - Hopewell Power Station | VA0082783 | 001 | 1 | 0% | 0.12985 | 0.12985 | 1.0363 | 0.011803 | 0.50843 | 411.8678 | 4.6906 | 202.0627 | 411.7335 | 4.673 | 156.5532 | 1.0398 | 0.011841 | 0.51011 | 411.1926 | 4.6829 | 201.7315 | 411.0585 | 4.6653 | 156.2966 | 1.4837 | 0.016898 | 1.4559 | 586.7749 | 6.6825 | 575.7447 | 586.5837 | 6.6574 | 446.0728
VA | INSIG | INDUSTRIAL | Dominion - North Anna Power St | VA0052451 | 001 | 1 | 0% | 2297.8311 | 2297.8311 | 0.0022756 | 0.00030342 | 0.0001092 | 20002.2603 | 2666.968 | 959.8431 | 3336.9115 | 406.9557 | 29.1852 | 0.0028535 | 0.00038047 | 0.00013693 | 19969.4697 | 2662.596 | 958.2696 | 3331.4411 | 406.2886 | 29.1374 | 0.004072 | 0.00054293 | 0.0003908 | 28496.5848 | 3799.5446 | 2734.9159 | 4753.9917 | 579.7768 | 83.1585
VA | INSIG | INDUSTRIAL | Dominion - Possum Point Power | VA0002071 | 001 | 1 | 0% | 115.5234 | 115.5234 | 0.0027655 | 0.00010512 | 0.011973 | 1222.0966 | 46.4538 | 5290.7035 | 1222.0966 | 46.4538 | 5290.7035 | 0.0034678 | 0.00013182 | 0.015013 | 1220.0932 | 46.3776 | 5282.0302 | 1220.0932 | 46.3776 | 5282.0302 | 0.0049486 | 0.0001881 | 0.042847 | 1741.0822 | 66.1813 | 15074.9943 | 1741.0822 | 66.1813 | 15074.9943
VA | INSIG | INDUSTRIAL | Dominion - Yorktown Power Stat | VA0004103 | 001 | 1 | 0% | 498.6462 | 498.6462 | 0.0020973 | 0.00027964 | 0.011748 | 4000.4521 | 533.3936 | 22408.1397 | 3744.4963 | 512.3419 | 9546.6652 | 0.0026299 | 0.00035065 | 0.014731 | 3993.8939 | 532.5192 | 22371.4051 | 3738.3578 | 511.502 | 9531.015 | 0.0037529 | 0.00050038 | 0.042043 | 5699.317 | 759.9089 | 63848.3294 | 5334.665 | 729.9172 | 27201.6613
VA | INSIG | INDUSTRIAL | Dominion Bear Garden Generating Station | VA0090891 | 001 | 1 | 0% | 0.0070038 | 0.0070038 | 933.1199 | 124.416 | 617.2835 | 20002.2603 | 2666.968 | 13232.0251 | 15287.4647 | 1524.6822 | 3268.1899 | 936.1888 | 124.8252 | 619.3137 | 19969.4697 | 2662.596 | 13210.3332 | 15262.4033 | 1522.1827 | 3262.8323 | 1335.9485 | 178.1265 | 1767.5306 | 28496.5848 | 3799.5446 | 37702.4915 | 21779.5652 | 2172.1663 | 9312.1728
VA | INSIG | INDUSTRIAL | Dominion Terminal Associates | VA0057576 | 001 | 1 | 0% | 0.61326 | 0.61326 | 1.0659 | 0.033211 | 3.163 | 2000.6781 | 62.334 | 5936.7334 | 1983.2808 | 60.7768 | 2081.5191 | 1.0694 | 0.03332 | 3.1734 | 1997.3983 | 62.2318 | 5927.0011 | 1980.0295 | 60.6771 | 2078.1067 | 1.5261 | 0.047548 | 9.057 | 2850.3025 | 88.8053 | 16915.7509 | 2825.5172 | 86.5867 | 5930.9482
VA | INSIG | INDUSTRIAL | Doswell All American Travel Pl | VA0052906 | 001 | 1 | 0% | 0.11493 | 0.11493 | 0.0085148 | 0.00080328 | 26.4435 | 2.9952 | 0.28257 | 9301.8591 | 1.8168 | 0.12721 | 1624.0204 | 0.0085428 | 0.00080593 | 26.5305 | 2.9903 | 0.2821 | 9286.6101 | 1.8138 | 0.12701 | 1621.3581 | 0.012191 | 0.0011501 | 75.7185 | 4.2672 | 0.40256 | 26504.1262 | 2.5883 | 0.18124 | 4627.3805
VA | INSIG | INDUSTRIAL | Du Pont De Nemours E I and Co | VA0004880 | 001 | 1 | 0% | 1.6905 | 1.6905 | 0.13497 | 0.009852 | 5.2788 | 698.3245 | 50.9742 | 27312.2092 | 603.0349 | 40.0616 | 7015.8702 | 0.13541 | 0.0098844 | 5.2961 | 697.1797 | 50.8906 | 27267.4351 | 602.0463 | 39.9959 | 7004.3687 | 0.19323 | 0.014105 | 15.1152 | 994.8808 | 72.6213 | 77821.6733 | 859.1246 | 57.0745 | 19990.5746
VA | INSIG | INDUSTRIAL | DuBrook Concrete - Loudoun | VAG110094 | 001 | 1 | 0% | 0.00070038 | 0.00070038 | 26.1765 | 3.1923 | 14.959 | 56.1116 | 6.8429 | 32.066 | 33.1917 | 3.5058 | 4.3654 | 26.2626 | 3.2028 | 15.0082 | 56.0196 | 6.8317 | 32.0134 | 33.1373 | 3.5 | 4.3583 | 37.4769 | 4.5704 | 42.8337 | 79.9404 | 9.7488 | 91.3668 | 47.2872 | 4.9946 | 12.4385
VA | INSIG | INDUSTRIAL | Dulles Metrorail Batch Plant | VAG110282 | 001 | 1 | 0% | 0.00070038 | 0.00070038 | 26.1765 | 3.1923 | 14.959 | 56.1116 | 6.8429 | 32.066 | 41.7763 | 3.7962 | 16.5489 | 26.2626 | 3.2028 | 15.0082 | 56.0196 | 6.8317 | 32.0134 | 41.7078 | 3.7899 | 16.5218 | 37.4769 | 4.5704 | 42.8337 | 79.9404 | 9.7488 | 91.3668 | 59.5174 | 5.4083 | 47.1534
VA | INSIG | INDUSTRIAL | Dulles Town Center | VAG250033 | 001 | 1 | 0% | 0.014008 | 0.014008 | 2.5397 | 1.4711 | 14.959 | 108.8825 | 63.0668 | 641.3198 | 78.7631 | 40.0371 | 288.1696 | 2.5481 | 1.4759 | 15.0082 | 108.704 | 62.9634 | 640.2685 | 78.634 | 39.9714 | 287.6972 | 3.6361 | 2.1061 | 42.8337 | 155.1214 | 89.8492 | 1827.336 | 112.2113 | 57.0395 | 821.092
VA | INSIG | INDUSTRIAL | DuPont Teijin Films | VA0003077 | 001 | 1 | 0% | 0.34165 | 0.34165 | 3.8258 | 0.24607 | 27.2653 | 4000.4521 | 257.3043 | 28509.7709 | 3843.6808 | 253.0381 | 14234.2273 | 3.8384 | 0.24688 | 27.355 | 3993.8939 | 256.8825 | 28463.0335 | 3837.3796 | 252.6233 | 14210.8925 | 5.4774 | 0.3523 | 78.0715 | 5699.317 | 366.5733 | 81233.9295 | 5475.9698 | 360.4954 | 40558.1026
VA | INSIG | INDUSTRIAL | Dymer Creek Seafood | VAG524007 | 001 | 1 | 0% | 0.0016109 | 0.0016109 | 811.4086 | 85.5072 | 93.5568 | 4000.4521 | 421.5726 | 461.2588 | 4000.4521 | 421.5726 | 461.2588 | 814.0772 | 85.7885 | 93.8645 | 3993.8939 | 420.8814 | 460.5027 | 3993.8939 | 420.8814 | 460.5027 | 1161.6943 | 122.4208 | 267.8906 | 5699.317 | 600.601 | 1314.2816 | 5699.317 | 600.601 | 1314.2816
VA | INSIG | INDUSTRIAL | E J Conrad and Sons Seafood Incorporated | VAG524044 | 001 | 1 | 0% | 0.0016109 | 0.0016109 | 811.4086 | 85.5072 | 21.2154 | 4000.4521 | 421.5726 | 104.5973 | 4000.4521 | 421.5726 | 104.5973 | 814.0772 | 85.7885 | 21.2852 | 3993.8939 | 420.8814 | 104.4259 | 3993.8939 | 420.8814 | 104.4259 | 1161.6943 | 122.4208 | 60.7482 | 5699.317 | 600.601 | 298.033 | 5699.317 | 600.601 | 298.033
VA | INSIG | INDUSTRIAL | E T Firth Wholesale Seafood | VAG523004 | 001 | 1 | 0% | 0.0016109 | 0.0016109 | 811.4086 | 85.5072 | 21.2154 | 4000.4521 | 421.5726 | 104.5973 | 4000.4521 | 421.5726 | 104.5973 | 814.0772 | 85.7885 | 21.2852 | 3993.8939 | 420.8814 | 104.4259 | 3993.8939 | 420.8814 | 104.4259 | 1161.6943 | 122.4208 | 60.7482 | 5699.317 | 600.601 | 298.033 | 5699.317 | 600.601 | 298.033
VA | INSIG | INDUSTRIAL | Earl Industries LLC - Harper A | VA0089699 | 001 | 1 | 0% | 0.0070038 | 0.0070038 | 186.624 | 24.8832 | 617.2835 | 4000.4521 | 533.3936 | 13232.0251 | 3999.4336 | 533.2137 | 9398.7101 | 187.2378 | 24.965 | 619.3137 | 3993.8939 | 532.5192 | 13210.3332 | 3992.8771 | 532.3396 | 9383.3023 | 267.1897 | 35.6253 | 1767.5306 | 5699.317 | 759.9089 | 37702.4915 | 5697.8659 | 759.6527 | 26780.0872
VA | INSIG | INDUSTRIAL | Eastern Shore Seafood | VAG523022 | 001 | 1 | 0% | 0.0016109 | 0.0016109 | 811.4086 | 85.5072 | 93.5568 | 4000.4521 | 421.5726 | 461.2588 | 3235.8277 | 300.2118 | 42.6576 | 814.0772 | 85.7885 | 93.8645 | 3993.8939 | 420.8814 | 460.5027 | 3230.523 | 299.7197 | 42.5877 | 1161.6943 | 122.4208 | 267.8906 | 5699.317 | 600.601 | 1314.2816 | 4609.9809 | 427.7022 | 121.5459
VA | INSIG | INDUSTRIAL | Ennstone Aggregates - Albion | VAG110270 | 001 | 1 | 0% | 0.00070038 | 0.00070038 | 26.1765 | 3.1923 | 14.959 | 56.1116 | 6.8429 | 32.066 | 49.4436 | 5.4171 | 12.2202 | 26.2626 | 3.2028 | 15.0082 | 56.0196 | 6.8317 | 32.0134 | 49.3626 | 5.4082 | 12.2001 | 37.4769 | 4.5704 | 42.8337 | 79.9404 | 9.7488 | 91.3668 | 70.4408 | 7.7175 | 34.8194
VA | INSIG | INDUSTRIAL | Ennstone Incorporated - Manassas | VAG110111 | 001 | 1 | 0% | 0.00070038 | 0.00070038 | 26.1765 | 3.1923 | 14.959 | 56.1116 | 6.8429 | 32.066 | 31.0868 | 3.7551 | 4.4319 | 26.2626 | 3.2028 | 15.0082 | 56.0196 | 6.8317 | 32.0134 | 31.0359 | 3.749 | 4.4246 | 37.4769 | 4.5704 | 42.8337 | 79.9404 | 9.7488 | 91.3668 | 44.2884 | 5.3498 | 12.6279
VA | INSIG | INDUSTRIAL | Enterprise Rent A Car | VAG750051 | 001 | 1 | 0% | 0.0028015 | 0.0028015 | 0.11459 | 8.1776 | 29.918 | 0.98257 | 70.1176 | 256.5279 | 0.79368 | 38.5167 | 28.3383 | 0.11497 | 8.2045 | 30.0164 | 0.98096 | 70.0027 | 256.1074 | 0.79238 | 38.4535 | 28.2918 | 0.16406 | 11.7079 | 85.6673 | 1.3998 | 99.8944 | 730.9344 | 1.1307 | 54.8735 | 80.7452
VA | INSIG | INDUSTRIAL | Enterprise Rent A Car - 1245 Cedar Rd | VAG750178 | 001 | 1 | 0% | 0.0028015 | 0.0028015 | 0.11459 | 8.1776 | 29.918 | 0.98257 | 70.1176 | 256.5279 | 0.96492 | 67.2445 | 77.6104 | 0.11497 | 8.2045 | 30.0164 | 0.98096 | 70.0027 | 256.1074 | 0.96334 | 67.1343 | 77.4832 | 0.16406 | 11.7079 | 85.6673 | 1.3998 | 99.8944 | 730.9344 | 1.3747 | 95.8011 | 221.1381
VA | INSIG | INDUSTRIAL | Enterprise Rent A Car - 1301 Military Highway | VAG750062 | 001 | 1 | 0% | 0.0028015 | 0.0028015 | 0.11459 | 8.1776 | 29.918 | 0.98257 | 70.1176 | 256.5279 | 0.843 | 59.8531 | 46.6761 | 0.11497 | 8.2045 | 30.0164 | 0.98096 | 70.0027 | 256.1074 | 0.84162 | 59.755 | 46.5996 | 0.16406 | 11.7079 | 85.6673 | 1.3998 | 99.8944 | 730.9344 | 1.201 | 85.2709 | 132.996
VA | INSIG | INDUSTRIAL | Enterprise Rent A Car - 1426 Battlefield Blvd | VAG750179 | 001 | 1 | 0% | 0.0028015 | 0.0028015 | 0.11459 | 8.1776 | 29.918 | 0.98257 | 70.1176 | 256.5279 | 0.91769 | 57.0668 | 53.4648 | 0.11497 | 8.2045 | 30.0164 | 0.98096 | 70.0027 | 256.1074 | 0.91619 | 56.9732 | 53.3772 | 0.16406 | 11.7079 | 85.6673 | 1.3998 | 99.8944 | 730.9344 | 1.3074 | 81.3013 | 152.3393
VA | INSIG | INDUSTRIAL | Enterprise Rent A Car - 1877 Laskin Road | VAG750065 | 001 | 1 | 0% | 0.0028015 | 0.0028015 | 0.11459 | 8.1776 | 29.918 | 0.98257 | 70.1176 | 256.5279 | 0.89791 | 56.6259 | 54.2534 | 0.11497 | 8.2045 | 30.0164 | 0.98096 | 70.0027 | 256.1074 | 0.89644 | 56.5331 | 54.1644 | 0.16406 | 11.7079 | 85.6673 | 1.3998 | 99.8944 | 730.9344 | 1.2792 | 80.6731 | 154.5861
VA | INSIG | INDUSTRIAL | Enterprise Rent A Car - 3125 Western Branch Blvd | VAG750180 | 001 | 1 | 0% | 0.0028015 | 0.0028015 | 0.11459 | 8.1776 | 29.918 | 0.98257 | 70.1176 | 256.5279 | 0.84292 | 55.4168 | 71.2389 | 0.11497 | 8.2045 | 30.0164 | 0.98096 | 70.0027 | 256.1074 | 0.84154 | 55.3259 | 71.1221 | 0.16406 | 11.7079 | 85.6673 | 1.3998 | 99.8944 | 730.9344 | 1.2009 | 78.9505 | 202.9835
VA | INSIG | INDUSTRIAL | Enterprise Rent A Car - 3269 Virginia Beach Blvd | VAG750063 | 001 | 1 | 0% | 0.0028015 | 0.0028015 | 0.11459 | 8.1776 | 29.918 | 0.98257 | 70.1176 | 256.5279 | 0.88935 | 56.6259 | 54.2534 | 0.11497 | 8.2045 | 30.0164 | 0.98096 | 70.0027 | 256.1074 | 0.8879 | 56.5331 | 54.1644 | 0.16406 | 11.7079 | 85.6673 | 1.3998 | 99.8944 | 730.9344 | 1.267 | 80.6731 | 154.5861
VA | INSIG | INDUSTRIAL | Enterprise Rent A Car - 618 J Clyde Morris Blvd | VAG750136 | 001 | 1 | 0% | 0.0028015 | 0.0028015 | 0.11459 | 8.1776 | 29.918 | 0.98257 | 70.1176 | 256.5279 | 0.97402 | 68.366 | 89.943 | 0.11497 | 8.2045 | 30.0164 | 0.98096 | 70.0027 | 256.1074 | 0.97243 | 68.2539 | 89.7956 | 0.16406 | 11.7079 | 85.6673 | 1.3998 | 99.8944 | 730.9344 | 1.3877 | 97.3988 | 256.278
VA | INSIG | INDUSTRIAL | Enterprise Rent A Car - 713 Merrimac Trail | VAG750137 | 001 | 1 | 0% | 0.0028015 | 0.0028015 | 0.11459 | 8.1776 | 29.918 | 0.98257 | 70.1176 | 256.5279 | 0.82299 | 44.6463 | 70.4258 | 0.11497 | 8.2045 | 30.0164 | 0.98096 | 70.0027 | 256.1074 | 0.82164 | 44.5731 | 70.3104 | 0.16406 | 11.7079 | 85.6673 | 1.3998 | 99.8944 | 730.9344 | 1.1725 | 63.6062 | 200.6669
VA | INSIG | INDUSTRIAL | Enterprise Rent A Car - 906 W Mercury Blvd | VAG750138 | 001 | 1 | 0% | 0.0028015 | 0.0028015 | 0.11459 | 8.1776 | 29.918 | 0.98257 | 70.1176 | 256.5279 | 0.9159 | 56.3563 | 84.5326 | 0.11497 | 8.2045 | 30.0164 | 0.98096 | 70.0027 | 256.1074 | 0.91439 | 56.2639 | 84.394 | 0.16406 | 11.7079 | 85.6673 | 1.3998 | 99.8944 | 730.9344 | 1.3048 | 80.289 | 240.8618
VA | INSIG | INDUSTRIAL | Enterprise Rent A Car - Alexandria | VAG750124 | 001 | 1 | 0% | 0.0028015 | 0.0028015 | 0.11459 | 8.1776 | 29.918 | 0.98257 | 70.1176 | 256.5279 | 0.56857 | 43.4084 | 94.7404 | 0.11497 | 8.2045 | 30.0164 | 0.98096 | 70.0027 | 256.1074 | 0.56764 | 43.3373 | 94.5851 | 0.16406 | 11.7079 | 85.6673 | 1.3998 | 99.8944 | 730.9344 | 0.81003 | 61.8426 | 269.9472
VA | INSIG | INDUSTRIAL | Enterprise Rent A Car 2778 Arlington Mill Dr | VAG750207 | 001 | 1 | 0% | 0.0028015 | 0.0028015 | 0.11459 | 0.61362 | 29.918 | 0.98257 | 5.2614 | 256.5279 | 0.88418 | 4.793 | 156.9866 | 0.11497 | 0.61564 | 30.0164 | 0.98096 | 5.2527 | 256.1074 | 0.88273 | 4.7852 | 156.7293 | 0.16406 | 0.87852 | 85.6673 | 1.3998 | 7.4957 | 730.9344 | 1.2597 | 6.8285 | 447.3077
VA | INSIG | INDUSTRIAL | Essex Concrete - Aylett Sand and Gravel | VAG840161 | 001 | 1 | 0% | 0.14008 | 0.14008 | 1.5505 | 0.18908 | 27.7317 | 664.7067 | 81.0618 | 11889.0628 | 556.7214 | 30.7776 | 1575.4102 | 1.5556 | 0.1897 | 27.8229 | 663.617 | 80.9289 | 11869.5725 | 555.8087 | 30.7271 | 1572.8276 | 2.2198 | 0.27071 | 79.4069 | 946.9865 | 115.4862 | 33875.9401 | 793.1432 | 43.8478 | 4488.8737
VA | INSIG | INDUSTRIAL | Essroc Italcementi Group | VAG840070 | 001 | 1 | 0% | 0.14008 | 0.14008 | 1.5505 | 0.18908 | 27.7317 | 664.7067 | 81.0618 | 11889.0628 | 630.7938 | 58.3422 | 7184.0439 | 1.5556 | 0.1897 | 27.8229 | 663.617 | 80.9289 | 11869.5725 | 629.7597 | 58.2466 | 7172.2668 | 2.2198 | 0.27071 | 79.4069 | 946.9865 | 115.4862 | 33875.9401 | 898.6718 | 83.1183 | 20469.7583
VA | INSIG | INDUSTRIAL | Essroc Ready Mix dba Crider & Shockey-Riverton | VAG110075 | 001 | 1 | 0% | 0.00070038 | 0.00070038 | 26.1765 | 3.1923 | 14.959 | 56.1116 | 6.8429 | 32.066 | 50.841 | 4.925 | 19.3761 | 26.2626 | 3.2028 | 15.0082 | 56.0196 | 6.8317 | 32.0134 | 50.7576 | 4.9169 | 19.3443 | 37.4769 | 4.5704 | 42.8337 | 79.9404 | 9.7488 | 91.3668 | 72.4316 | 7.0165 | 55.209
VA | INSIG | INDUSTRIAL | Essroc Ready Mix dba Crider & Shockey- Mt Jackson | VAG110235 | 001 | 1 | 0% | 0.00070038 | 0.00070038 | 26.1765 | 3.1923 | 14.959 | 56.1116 | 6.8429 | 32.066 | 46.2905 | 5.2217 | 19.8851 | 26.2626 | 3.2028 | 15.0082 | 56.0196 | 6.8317 | 32.0134 | 46.2146 | 5.2131 | 19.8525 | 37.4769 | 4.5704 | 42.8337 | 79.9404 | 9.7488 | 91.3668 | 65.9485 | 7.4392 | 56.6594
VA | INSIG | INDUSTRIAL | Fairfax Terminal Complex | VA0001872 | 001 | 1 | 0% | 0.12187 | 0.12187 | 10.7255 | 1.432 | 1.2099 | 4000.4521 | 534.0954 | 451.2857 | 3387.4498 | 472.9384 | 121.8164 | 10.7608 | 1.4367 | 1.2139 | 3993.8939 | 533.2199 | 450.5459 | 3381.8966 | 472.1631 | 121.6167 | 15.3557 | 2.0501 | 3.4645 | 5699.317 | 760.9088 | 1285.8647 | 4825.9922 | 673.7804 | 347.0959
VA | INSIG | INDUSTRIAL | Fairfield Square | VA0089885 | 001 | 1 | 0% | 0.00084046 | 0.00084046 | 0.9447 | 2.6935 | 0.15379 | 2.4301 | 6.9285 | 0.39559 | 1.0126 | 4.8075 | 0.19624 | 0.94781 | 2.7024 | 0.15429 | 2.4261 | 6.9172 | 0.39494 | 1.0109 | 4.7996 | 0.19592 | 1.3525 | 3.8563 | 0.44036 | 3.462 | 9.8708 | 1.1272 | 1.4426 | 6.8491 | 0.55915
VA | INSIG | INDUSTRIAL | Falls Church Liberty | VAG756000 | 001 | 1 | 0% | 0.0028015 | 0.0028015 | 0.11459 | 8.1776 | 29.918 | 0.98257 | 70.1176 | 256.5279 | 0.43618 | 14.7609 | 15.2659 | 0.11497 | 8.2045 | 30.0164 | 0.98096 | 70.0027 | 256.1074 | 0.43547 | 14.7367 | 15.2409 | 0.16406 | 11.7079 | 85.6673 | 1.3998 | 99.8944 | 730.9344 | 0.62141 | 21.0294 | 43.4976
VA | INSIG | INDUSTRIAL | Family Car Wash Incorporated | VAG750209 | 001 | 1 | 0% | 0.0028015 | 0.0028015 | 0.11459 | 0.61362 | 29.918 | 0.98257 | 5.2614 | 256.5279 | 0.96422 | 4.8785 | 97.7155 | 0.11497 | 0.61564 | 30.0164 | 0.98096 | 5.2527 | 256.1074 | 0.96264 | 4.8705 | 97.5553 | 0.16406 | 0.87852 | 85.6673 | 1.3998 | 7.4957 | 730.9344 | 1.3737 | 6.9502 | 278.4244
VA | INSIG | INDUSTRIAL | Farmers Service Company Incorporated | VAG110304 | 001 | 1 | 0% | 0.00070038 | 0.00070038 | 26.1765 | 3.1923 | 14.959 | 56.1116 | 6.8429 | 32.066 | 50.4454 | 6.2213 | 11.6728 | 26.2626 | 3.2028 | 15.0082 | 56.0196 | 6.8317 | 32.0134 | 50.3627 | 6.2111 | 11.6536 | 37.4769 | 4.5704 | 42.8337 | 79.9404 | 9.7488 | 91.3668 | 71.868 | 8.8633 | 33.2597
VA | INSIG | INDUSTRIAL | Fast Stop Sunoco | VA0089770 | 001 | 1 | 0% | 7.0038e-05 | 7.0038e-05 | 11.1782 | 6.9864 | 11.0201 | 2.3962 | 1.4976 | 2.3622 | 0.79599 | 0.28731 | 0.15366 | 11.215 | 7.0094 | 11.0563 | 2.3922 | 1.4951 | 2.3584 | 0.79468 | 0.28684 | 0.15341 | 16.0039 | 10.0024 | 31.5549 | 3.4137 | 2.1336 | 6.7308 | 1.134 | 0.40932 | 0.43782
VA | INSIG | INDUSTRIAL | FCWA - Corbalis WTP | VA0087874 | 001 | 1 | 0% | 0.066957 | 0.066957 | 0 | 0.099727 | 14.959 | 0 | 20.4367 | 3065.5088 | 0 | 12.6525 | 1502.2254 | 0 | 0.10005 | 15.0082 | 0 | 20.4032 | 3060.4834 | 0 | 12.6317 | 1499.7627 | 0 | 0.14278 | 42.8337 | 0 | 29.1156 | 8734.6661 | 0 | 18.0256 | 4280.3456
VA | INSIG | INDUSTRIAL | FCWA - Lorton/Griffith WTP | VA0002585 | 001 | 1 | 0% | 3.2502 | 3.2502 | 0 | 0.099727 | 14.959 | 0 | 1239.885 | 185982.7536 | 0 | 1239.885 | 185982.7536 | 0 | 0.12505 | 18.7577 | 0 | 1237.8524 | 185677.8638 | 0 | 1237.8524 | 185677.8638 | 0 | 0.17845 | 53.5348 | 0 | 1766.4248 | 529927.44 | 0 | 1766.4248 | 529927.44
VA | INSIG | INDUSTRIAL | Federal Mogul Products Inc - W | VA0076384 | 001 | 1 | 0% | 0.71215 | 0.71215 | 3.5923 | 0.17962 | 4.5752 | 7829.8501 | 391.4948 | 9972.1812 | 5840.3285 | 313.7955 | 7330.7437 | 3.6041 | 0.18021 | 4.5903 | 7817.0142 | 390.853 | 9955.8333 | 5830.7542 | 313.2811 | 7318.7261 | 5.1431 | 0.25716 | 13.1007 | 11154.9386 | 557.7502 | 28414.0994 | 8320.5305 | 447.0545 | 20887.7553
VA | INSIG | INDUSTRIAL | Flat Rock Car Wash | VAG750139 | 001 | 1 | 0% | 0.0028015 | 0.0028015 | 0.11459 | 8.1776 | 29.918 | 0.98257 | 70.1176 | 256.5279 | 0.27043 | 0.50425 | 0.049198 | 0.11497 | 8.2045 | 30.0164 | 0.98096 | 70.0027 | 256.1074 | 0.26999 | 0.50342 | 0.049118 | 0.16406 | 11.7079 | 85.6673 | 1.3998 | 99.8944 | 730.9344 | 0.38528 | 0.71839 | 0.14018
VA | INSIG | INDUSTRIAL | Flatrock Plant | VAG840043 | 001 | 1 | 0% | 0.14008 | 0.14008 | 1.5505 | 0.18908 | 27.7317 | 664.7067 | 81.0618 | 11889.0628 | 516.1439 | 62.6887 | 8629.5399 | 1.5556 | 0.1897 | 27.8229 | 663.617 | 80.9289 | 11869.5725 | 515.2978 | 62.5859 | 8615.3931 | 2.2198 | 0.27071 | 79.4069 | 946.9865 | 115.4862 | 33875.9401 | 735.3338 | 89.3106 | 24588.4626
VA | INSIG | INDUSTRIAL | Flying J Travel Plaza | VA0089214 | 001 | 1 | 0% | 0.0032918 | 0.0032918 | 11.176 | 6.9853 | 11.0265 | 112.5968 | 70.3758 | 111.0907 | 82.3622 | 50.4595 | 65.7163 | 11.2128 | 7.0083 | 11.0628 | 112.4122 | 70.2604 | 110.9086 | 82.2272 | 50.3768 | 65.6086 | 16.0007 | 10.0008 | 31.5733 | 160.413 | 100.2622 | 316.5348 | 117.3388 | 71.8881 | 187.248
VA | INSIG | INDUSTRIAL | Former Genicom - Waynesboro Fa | VA0002402 | 001 | 1 | 0% | 0.14274 | 0.14274 | 45.7861 | 6.1048 | 30.2887 | 20002.2603 | 2666.968 | 13232.0251 | 13273.2012 | 2097.5681 | 7710.2153 | 45.9366 | 6.1249 | 30.3883 | 19969.4697 | 2662.596 | 13210.3332 | 13251.4418 | 2094.1295 | 7697.5756 | 65.5519 | 8.7403 | 86.7287 | 28496.5848 | 3799.5446 | 37702.4915 | 18909.908 | 2988.3387 | 21968.9975
VA | INSIG | INDUSTRIAL | FORT EUSTIS | VA0025216 | 001 | 1 | 0% | 0.0070038 | 0.0070038 | 186.624 | 24.8832 | 617.2835 | 4000.4521 | 533.3936 | 13232.0251 | 1648.2239 | 38.271 | 141.1066 | 187.2378 | 24.965 | 619.3137 | 3993.8939 | 532.5192 | 13210.3332 | 1645.5218 | 38.2082 | 140.8753 | 267.1897 | 35.6253 | 1767.5306 | 5699.317 | 759.9089 | 37702.4915 | 2348.1722 | 54.5235 | 402.0601
VA | INSIG | INDUSTRIAL | Frazier Quarry Inc - North Plant | VAG840032 | 001 | 1 | 0% | 0.14008 | 0.14008 | 1.5505 | 0.18908 | 27.7317 | 664.7067 | 81.0618 | 11889.0628 | 473.0617 | 66.0163 | 9264.2062 | 1.5556 | 0.1897 | 27.8229 | 663.617 | 80.9289 | 11869.5725 | 472.2862 | 65.9081 | 9249.019 | 2.2198 | 0.27071 | 79.4069 | 946.9865 | 115.4862 | 33875.9401 | 673.956 | 94.0514 | 26396.8404
VA | INSIG | INDUSTRIAL | Frazier Quarry Inc - Thorndale Plant | VAG840033 | 001 | 1 | 0% | 0.14008 | 0.14008 | 1.5505 | 0.18908 | 27.7317 | 664.7067 | 81.0618 | 11889.0628 | 581.0248 | 66.0163 | 9264.2062 | 1.5556 | 0.1897 | 27.8229 | 663.617 | 80.9289 | 11869.5725 | 580.0723 | 65.9081 | 9249.019 | 2.2198 | 0.27071 | 79.4069 | 946.9865 | 115.4862 | 33875.9401 | 827.7676 | 94.0514 | 26396.8404
VA | INSIG | INDUSTRIAL | Frazier Quarry Inc - Waterman Quarry | VAG840031 | 001 | 1 | 0% | 0.14008 | 0.14008 | 1.5505 | 0.18908 | 27.7317 | 664.7067 | 81.0618 | 11889.0628 | 381.9419 | 64.0518 | 9023.7763 | 1.5556 | 0.1897 | 27.8229 | 663.617 | 80.9289 | 11869.5725 | 381.3157 | 63.9468 | 9008.9832 | 2.2198 | 0.27071 | 79.4069 | 946.9865 | 115.4862 | 33875.9401 | 544.1404 | 91.2525 | 25711.7747
VA | INSIG | INDUSTRIAL | Fredericksburg Concrete | VAG110098 | 001 | 1 | 0% | 0.00070038 | 0.00070038 | 26.1765 | 3.1923 | 14.959 | 56.1116 | 6.8429 | 32.066 | 49.1003 | 3.69 | 5.4607 | 26.2626 | 3.2028 | 15.0082 | 56.0196 | 6.8317 | 32.0134 | 49.0198 | 3.6839 | 5.4518 | 37.4769 | 4.5704 | 42.8337 | 79.9404 | 9.7488 | 91.3668 | 69.9517 | 5.257 | 15.5595
VA | INSIG | INDUSTRIAL | GBA Associates | VAG250107 | 001 | 1 | 0% | 0.014008 | 0.014008 | 2.5397 | 1.4711 | 14.959 | 108.8825 | 63.0668 | 641.3198 | 44.9813 | 13.2766 | 38.1647 | 2.5481 | 1.4759 | 15.0082 | 108.704 | 62.9634 | 640.2685 | 44.9076 | 13.2548 | 38.1021 | 3.6361 | 2.1061 | 42.8337 | 155.1214 | 89.8492 | 1827.336 | 64.0834 | 18.9147 | 108.7441
VA | INSIG | INDUSTRIAL | GE Mobile Water | VA0053554 | 001 | 1 | 0% | 0.044474 | 0.044474 | 0 | 0.099727 | 14.959 | 0 | 13.5746 | 2036.1905 | 0 | 12.5867 | 775.6169 | 0 | 0.10005 | 15.0082 | 0 | 13.5523 | 2032.8525 | 0 | 12.566 | 774.3454 | 0 | 0.14278 | 42.8337 | 0 | 19.3393 | 5801.7918 | 0 | 17.9318 | 2209.9936
VA | INSIG | INDUSTRIAL | Geo Robberecht Seafood Incorporated | VAG524002 | 001 | 1 | 0% | 0.0016109 | 0.0016109 | 811.4086 | 85.5072 | 21.2154 | 4000.4521 | 421.5726 | 104.5973 | 3780.67 | 281.6423 | 29.8464 | 814.0772 | 85.7885 | 21.2852 | 3993.8939 | 420.8814 | 104.4259 | 3774.4722 | 281.1805 | 29.7975 | 1161.6943 | 122.4208 | 60.7482 | 5699.317 | 600.601 | 298.033 | 5386.2005 | 401.2468 | 85.0424
VA | INSIG | INDUSTRIAL | George Washington Birthplace National Monument | VA0089982 | 001 | 1 | 0% | 0.0060233 | 0.0060233 | 1.896 | 0.40925 | 14.959 | 34.9534 | 7.5445 | 275.7675 | 31.5948 | 5.2886 | 55.7188 | 1.9023 | 0.4106 | 15.0082 | 34.8961 | 7.5321 | 275.3155 | 31.543 | 5.2799 | 55.6274 | 2.7146 | 0.58593 | 42.8337 | 49.797 | 10.7484 | 785.7545 | 45.0121 | 7.5345 | 158.7615
VA | INSIG | INDUSTRIAL | Gerald M Moore and Son Incorporated | VAG110267 | 001 | 1 | 0% | 0.00070038 | 0.00070038 | 26.1765 | 3.1923 | 14.959 | 56.1116 | 6.8429 | 32.066 | 54.3806 | 6.061 | 9.9954 | 26.2626 | 3.2028 | 15.0082 | 56.0196 | 6.8317 | 32.0134 | 54.2914 | 6.051 | 9.979 | 37.4769 | 4.5704 | 42.8337 | 79.9404 | 9.7488 | 91.3668 | 77.4743 | 8.6349 | 28.4803
VA | INSIG | INDUSTRIAL | Gillies Creek Industrial Recycling - Hines Road | VAG840212 | 001 | 1 | 0% | 0.14008 | 0.14008 | 1.5505 | 0.18908 | 27.7317 | 664.7067 | 81.0618 | 11889.0628 | 94.1073 | 23.3294 | 17.7108 | 1.5556 | 0.1897 | 27.8229 | 663.617 | 80.9289 | 11869.5725 | 93.953 | 23.2912 | 17.6817 | 2.2198 | 0.27071 | 79.4069 | 946.9865 | 115.4862 | 33875.9401 | 134.0717 | 33.2367 | 50.464
VA | INSIG | INDUSTRIAL | Glen Gery Corporation - Manassas Quarry | VAG840075 | 001 | 1 | 0% | 0.14008 | 0.14008 | 1.5505 | 0.18908 | 27.7317 | 664.7067 | 81.0618 | 11889.0628 | 388.9386 | 49.941 | 2075.5372 | 1.5556 | 0.1897 | 27.8229 | 663.617 | 80.9289 | 11869.5725 | 388.301 | 49.8592 | 2072.1347 | 2.2198 | 0.27071 | 79.4069 | 946.9865 | 115.4862 | 33875.9401 | 554.1084 | 71.1494 | 5913.9038
VA | INSIG | INDUSTRIAL | Gloucester County WTP | VA0078778 | 001 | 1 | 0% | 1.0506 | 1.0506 | 0 | 0.099727 | 14.959 | 0 | 320.6599 | 48098.988 | 0 | 10.0328 | 192.7764 | 0 | 0.10005 | 15.0082 | 0 | 320.1342 | 48020.1372 | 0 | 10.0163 | 192.4604 | 0 | 0.14278 | 42.8337 | 0 | 456.834 | 137050.2 | 0 | 14.2934 | 549.2849
VA | INSIG | INDUSTRIAL | Gloucester Lumber Products Inc | VA0077879 | 001 | 1 | 0% | 0.94012 | 0.94012 | 0.73842 | 0.18562 | 1.607 | 2124.6962 | 534.0954 | 4624.018 | 1656.5474 | 235.2078 | 908.2256 | 0.74085 | 0.18623 | 1.6123 | 2121.2131 | 533.2199 | 4616.4376 | 1653.8318 | 234.8222 | 906.7367 | 1.0572 | 0.26575 | 4.6016 | 3026.9872 | 760.9088 | 13175.383 | 2360.0305 | 335.0931 | 2587.8402
VA | INSIG | INDUSTRIAL | Gomez Pit | VAG840206 | 001 | 1 | 0% | 0.14008 | 0.14008 | 1.5505 | 0.18908 | 27.7317 | 664.7067 | 81.0618 | 11889.0628 | 652.7689 | 77.7402 | 3596.9373 | 1.5556 | 0.1897 | 27.8229 | 663.617 | 80.9289 | 11869.5725 | 651.6988 | 77.6128 | 3591.0407 | 2.2198 | 0.27071 | 79.4069 | 946.9865 | 115.4862 | 33875.9401 | 929.9791 | 110.754 | 10248.8845
VA | INSIG | INDUSTRIAL | Goose Creek WTP | VA0002666 | 001 | 1 | 0% | 0.76342 | 0.76342 | 0 | 0.099727 | 14.959 | 0 | 233.0129 | 34951.9313 | 0 | 147.925 | 15705.2411 | 0 | 0.10005 | 15.0082 | 0 | 232.6309 | 34894.633 | 0 | 147.6825 | 15679.4948 | 0 | 0.14278 | 42.8337 | 0 | 331.966 | 99589.812 | 0 | 210.744 | 44749.5161
VA | INSIG | INDUSTRIAL | Graham and Rollins Incorporated | VAG523005 | 001 | 1 | 0% | 0.0016109 | 0.0016109 | 811.4086 | 85.5072 | 647.0751 | 4000.4521 | 421.5726 | 3190.2458 | 4000.4521 | 421.5726 | 3190.2458 | 814.0772 | 85.7885 | 649.2032 | 3993.8939 | 420.8814 | 3185.0159 | 3993.8939 | 420.8814 | 3185.0159 | 1161.6943 | 122.4208 | 1852.8358 | 5699.317 | 600.601 | 9090.0836 | 5699.317 | 600.601 | 9090.0836
VA | INSIG | INDUSTRIAL | Greenhost Incorporated | VA0090654 | 001 | 1 | 0% | 0.43018 | 0.43018 | 3.0385 | 0.40566 | 8.8921 | 4000.4521 | 534.0954 | 11707.2899 | 3115.006 | 342.1455 | 2736.7979 | 3.0485 | 0.407 | 8.9214 | 3993.8939 | 533.2199 | 11688.0977 | 3109.8994 | 341.5847 | 2732.3114 | 4.3502 | 0.58079 | 25.4617 | 5699.317 | 760.9088 | 33358.008 | 4437.8501 | 487.4439 | 7798.0582
VA | INSIG | INDUSTRIAL | Griffin Pipe Products Company | VA0002925 | 001 | 1 | 0% | 0.0070038 | 0.0070038 | 933.1199 | 124.416 | 617.2835 | 20002.2603 | 2666.968 | 13232.0251 | 15440.158 | 2029.1497 | 6840.2242 | 936.1888 | 124.8252 | 619.3137 | 19969.4697 | 2662.596 | 13210.3332 | 15414.8462 | 2025.8233 | 6829.0107 | 1335.9485 | 178.1265 | 1767.5306 | 28496.5848 | 3799.5446 | 37702.4915 | 21997.1025 | 2890.8652 | 19490.1001
VA | INSIG | INDUSTRIAL | Griffins and More | VAG750143 | 001 | 1 | 0% | 0.0028015 | 0.0028015 | 0.11459 | 8.1776 | 29.918 | 0.98257 | 70.1176 | 256.5279 | 0.97424 | 68.5976 | 157.6513 | 0.11497 | 8.2045 | 30.0164 | 0.98096 | 70.0027 | 256.1074 | 0.97265 | 68.4852 | 157.3929 | 0.16406 | 11.7079 | 85.6673 | 1.3998 | 99.8944 | 730.9344 | 1.388 | 97.7288 | 449.2017
VA | INSIG | INDUSTRIAL | Gwynns Island Seafood LLC | VAG524088 | 001 | 1 | 0% | 0.0016109 | 0.0016109 | 811.4086 | 85.5072 | 93.5568 | 4000.4521 | 421.5726 | 461.2588 | 4000.4521 | 421.5726 | 461.2588 | 814.0772 | 85.7885 | 93.8645 | 3993.8939 | 420.8814 | 460.5027 | 3993.8939 | 420.8814 | 460.5027 | 1161.6943 | 122.4208 | 267.8906 | 5699.317 | 600.601 | 1314.2816 | 5699.317 | 600.601 | 1314.2816
VA | INSIG | INDUSTRIAL | Hammaker East Limited | VA0054330 | 001 | 1 | 0% | 0.00049027 | 0.00049027 | 0.097923 | 355.942 | 3.9546 | 0.14693 | 534.0954 | 5.9339 | 0.13496 | 486.5599 | 2.1386 | 0.098245 | 357.1126 | 3.9676 | 0.14669 | 533.2199 | 5.9242 | 0.13474 | 485.7623 | 2.1351 | 0.1402 | 509.6024 | 11.3235 | 0.20933 | 760.9088 | 16.9076 | 0.19227 | 693.1865 | 6.0935
VA | INSIG | INDUSTRIAL | Hampton Roads Seafood Ltd | VAG523017 | 001 | 1 | 0% | 0.0016109 | 0.0016109 | 811.4086 | 85.5072 | 93.5568 | 4000.4521 | 421.5726 | 461.2588 | 4000.4521 | 421.5726 | 461.2588 | 814.0772 | 85.7885 | 93.8645 | 3993.8939 | 420.8814 | 460.5027 | 3993.8939 | 420.8814 | 460.5027 | 1161.6943 | 122.4208 | 267.8906 | 5699.317 | 600.601 | 1314.2816 | 5699.317 | 600.601 | 1314.2816
VA | INSIG | INDUSTRIAL | Hanover County Central Garage | VAG750109 | 001 | 1 | 0% | 0.0028015 | 0.0028015 | 0.11459 | 8.1776 | 29.918 | 0.98257 | 70.1176 | 256.5279 | 0.51922 | 21.2367 | 28.9895 | 0.11497 | 8.2045 | 30.0164 | 0.98096 | 70.0027 | 256.1074 | 0.51837 | 21.2019 | 28.942 | 0.16406 | 11.7079 | 85.6673 | 1.3998 | 99.8944 | 730.9344 | 0.73971 | 30.2553 | 82.6009
VA | INSIG | INDUSTRIAL | Hanover County Doswell WTP | VA0025569 | 001 | 1 | 0% | 0.27175 | 0.27175 | 0 | 0.099727 | 14.959 | 0 | 82.944 | 12441.6049 | 0 | 31.8614 | 2511.3274 | 0 | 0.10005 | 15.0082 | 0 | 82.8081 | 12421.2088 | 0 | 31.8092 | 2507.2104 | 0 | 0.14278 | 42.8337 | 0 | 118.1677 | 35450.3184 | 0 | 45.392 | 7155.6166
VA | INSIG | INDUSTRIAL | Hanover County DPU Strawghorn Subdivision Well | VA0058611 | 001 | 1 | 0% | 0.0021012 | 0.0021012 | 0 | 0.099727 | 14.959 | 0 | 0.64132 | 96.198 | 0 | 0.37307 | 14.031 | 0 | 0.10005 | 15.0082 | 0 | 0.64027 | 96.0403 | 0 | 0.37246 | 14.008 | 0 | 0.14278 | 42.8337 | 0 | 0.91367 | 274.1004 | 0 | 0.53151 | 39.9791
VA | INSIG | INDUSTRIAL | Hanson Concrete Products - Terminal Avenue | VAG110308 | 001 | 1 | 0% | 0.00070038 | 0.00070038 | 26.1765 | 3.1923 | 14.959 | 56.1116 | 6.8429 | 32.066 | 52.2201 | 6.7866 | 18.6345 | 26.2626 | 3.2028 | 15.0082 | 56.0196 | 6.8317 | 32.0134 | 52.1345 | 6.7755 | 18.6039 | 37.4769 | 4.5704 | 42.8337 | 79.9404 | 9.7488 | 91.3668 | 74.3963 | 9.6687 | 53.096
VA | INSIG | INDUSTRIAL | Hanson Pipe and Precast Inc Hanover Pipe Plant | VAG110307 | 001 | 1 | 0% | 0.00070038 | 0.00070038 | 26.1765 | 3.1923 | 14.959 | 56.1116 | 6.8429 | 32.066 | 7.2174 | 1.6458 | 0.030785 | 26.2626 | 3.2028 | 15.0082 | 56.0196 | 6.8317 | 32.0134 | 7.2056 | 1.6431 | 0.030734 | 37.4769 | 4.5704 | 42.8337 | 79.9404 | 9.7488 | 91.3668 | 10.2824 | 2.3447 | 0.087716
VA | INSIG | INDUSTRIAL | Hanson Pipe and Precast Incorporated | VAG110313 | 001 | 1 | 0% | 0.00070038 | 0.00070038 | 26.1765 | 3.1923 | 14.959 | 56.1116 | 6.8429 | 32.066 | 29.8475 | 3.7551 | 4.4319 | 26.2626 | 3.2028 | 15.0082 | 56.0196 | 6.8317 | 32.0134 | 29.7986 | 3.749 | 4.4246 | 37.4769 | 4.5704 | 42.8337 | 79.9404 | 9.7488 | 91.3668 | 42.5228 | 5.3498 | 12.6279
VA | INSIG | INDUSTRIAL | Hanson Pipe and Precast Incorporated - Chesapeake | VAG110283 | 001 | 1 | 0% | 0.00070038 | 0.00070038 | 26.1765 | 3.1923 | 14.959 | 56.1116 | 6.8429 | 32.066 | 28.1862 | 0.7696 | 0.48361 | 26.2626 | 3.2028 | 15.0082 | 56.0196 | 6.8317 | 32.0134 | 28.14 | 0.76834 | 0.48281 | 37.4769 | 4.5704 | 42.8337 | 79.9404 | 9.7488 | 91.3668 | 40.1559 | 1.0964 | 1.378
VA | INSIG | INDUSTRIAL | Hard Rock Concrete Limited Liability Corporation | VAG110067 | 001 | 1 | 0% | 0.00070038 | 0.00070038 | 26.1765 | 3.1923 | 14.959 | 56.1116 | 6.8429 | 32.066 | 14.5955 | 2.1215 | 0.90653 | 26.2626 | 3.2028 | 15.0082 | 56.0196 | 6.8317 | 32.0134 | 14.5716 | 2.118 | 0.90504 | 37.4769 | 4.5704 | 42.8337 | 79.9404 | 9.7488 | 91.3668 | 20.7938 | 3.0224 | 2.583
VA | INSIG | INDUSTRIAL | Harper Seafood Incorporated | VAG524036 | 001 | 1 | 0% | 0.0016109 | 0.0016109 | 811.4086 | 85.5072 | 21.2154 | 4000.4521 | 421.5726 | 104.5973 | 4000.4521 | 421.5726 | 104.5973 | 814.0772 | 85.7885 | 21.2852 | 3993.8939 | 420.8814 | 104.4259 | 3993.8939 | 420.8814 | 104.4259 | 1161.6943 | 122.4208 | 60.7482 | 5699.317 | 600.601 | 298.033 | 5699.317 | 600.601 | 298.033
VA | INSIG | INDUSTRIAL | Harpers Lawn Ornaments | VAG110305 | 001 | 1 | 0% | 0.00070038 | 0.00070038 | 26.1765 | 3.1923 | 14.959 | 56.1116 | 6.8429 | 32.066 | 26.7423 | 5.4721 | 23.3808 | 26.2626 | 3.2028 | 15.0082 | 56.0196 | 6.8317 | 32.0134 | 26.6985 | 5.4631 | 23.3425 | 37.4769 | 4.5704 | 42.8337 | 79.9404 | 9.7488 | 91.3668 | 38.0989 | 7.7959 | 66.6199
VA | INSIG | INDUSTRIAL | Hawksbill Recreation Park | VA0087661 | 001 | 1 | 0% | 0.03712 | 0.03712 | 11.1762 | 6.9851 | 0.090284 | 1269.7259 | 793.5801 | 10.2571 | 814.6481 | 632.1917 | 6.7276 | 11.2129 | 7.0081 | 0.09058 | 1267.6444 | 792.2791 | 10.2403 | 813.3126 | 631.1553 | 6.7166 | 16.0009 | 10.0006 | 0.25852 | 1808.9381 | 1130.5883 | 29.226 | 1160.6033 | 900.6635 | 19.1692
VA | INSIG | INDUSTRIAL | Henkel William M Residence | VAG250094 | 001 | 1 | 0% | 0.014008 | 0.014008 | 2.5397 | 1.4711 | 14.959 | 108.8825 | 63.0668 | 641.3198 | 76.3957 | 45.2189 | 379.3764 | 2.5481 | 1.4759 | 15.0082 | 108.704 | 62.9634 | 640.2685 | 76.2705 | 45.1448 | 378.7545 | 3.6361 | 2.1061 | 42.8337 | 155.1214 | 89.8492 | 1827.336 | 108.8385 | 64.422 | 1080.971
VA | INSIG | INDUSTRIAL | Henry L. Lanum, Jr. WTP | VAG640008 | 001 | 1 | 0% | 0.053229 | 0.053229 | 0 | 0.099727 | 14.959 | 0 | 16.2468 | 2437.0154 | 0 | 11.3294 | 1036.7159 | 0 | 0.10005 | 15.0082 | 0 | 16.2201 | 2433.0203 | 0 | 11.3108 | 1035.0164 | 0 | 0.14278 | 42.8337 | 0 | 23.1463 | 6943.8768 | 0 | 16.1406 | 2953.9524
VA | INSIG | INDUSTRIAL | Hercules Aqualon Incorporated | VA0003492 | 001 | 1 | 0% | 0.29626 | 0.29626 | 1.424 | 0.23347 | 5.8783 | 1291.1557 | 211.6982 | 5330.0931 | 1151.7788 | 210.9025 | 4129.6245 | 1.4286 | 0.23424 | 5.8976 | 1289.039 | 211.3512 | 5321.3553 | 1149.8906 | 210.5567 | 4122.8546 | 2.0387 | 0.33426 | 16.832 | 1839.4685 | 301.5997 | 15187.2287 | 1640.9026 | 300.4661 | 11766.6896
VA | INSIG | INDUSTRIAL | Hess Corporation - Chesapeake | VA0053082 | 001 | 1 | 0% | 0.040132 | 0.040132 | 11.1761 | 4.3483 | 11.0265 | 1372.738 | 534.0954 | 1354.3543 | 1372.738 | 534.0954 | 1354.3543 | 11.2129 | 4.3626 | 11.0627 | 1370.4876 | 533.2199 | 1352.1341 | 1370.4876 | 533.2199 | 1352.1341 | 16.0009 | 6.2255 | 31.5732 | 1955.6963 | 760.9088 | 3859.0111 | 1955.6963 | 760.9088 | 3859.0111
VA | INSIG | INDUSTRIAL | Honeywell Resins and Chemicals | VA0005312 | 001 | 1 | 0% | 10.6629 | 10.6629 | 0.09808 | 0.013077 | 11.3838 | 4000.4521 | 533.3936 | 464320.56 | 3991.0534 | 531.3388 | 231271.8026 | 0.12299 | 0.016398 | 14.2746 | 3993.8939 | 532.5192 | 463559.3788 | 3984.5107 | 530.4678 | 230892.6685 | 0.1755 | 0.0234 | 40.74 | 5699.317 | 759.9089 | 1323005.4989 | 5685.927 | 756.9815 | 658971.1785
VA | INSIG | INDUSTRIAL | Hoover Treated Wood Products | VA0088714 | 001 | 1 | 0% | 0.62558 | 0.62558 | 4.4529 | 1.3929 | 7.0316 | 8525.8546 | 2666.968 | 13463.0401 | 3379.9958 | 931.9412 | 576.5482 | 4.4676 | 1.3975 | 7.0547 | 8511.8778 | 2662.596 | 13440.9696 | 3374.4549 | 930.4134 | 575.6031 | 6.3753 | 1.9943 | 20.1342 | 12146.5141 | 3799.5446 | 38360.731 | 4815.3727 | 1327.7069 | 1642.7799
VA | INSIG | INDUSTRIAL | Hopewell Cogeneration Limited Partnership | VA0079502 | 001 | 1 | 0% | 0.67244 | 0.67244 | 1.9438 | 0.25917 | 0.30325 | 4000.4521 | 533.3936 | 624.1028 | 3999.1483 | 531.3887 | 483.5395 | 1.9502 | 0.26003 | 0.30425 | 3993.8939 | 532.5192 | 623.0797 | 3992.5923 | 530.5176 | 482.7468 | 2.7829 | 0.37106 | 0.86832 | 5699.317 | 759.9089 | 1778.279 | 5697.4595 | 757.0526 | 1377.7666
VA | INSIG | INDUSTRIAL | Howmet Casting and Services Incorporated | VAG250042 | 001 | 1 | 0% | 0.014008 | 0.014008 | 2.5397 | 1.4711 | 14.959 | 108.8825 | 63.0668 | 641.3198 | 83.4087 | 45.3607 | 161.6453 | 2.5481 | 1.4759 | 15.0082 | 108.704 | 62.9634 | 640.2685 | 83.2719 | 45.2863 | 161.3803 | 3.6361 | 2.1061 | 42.8337 | 155.1214 | 89.8492 | 1827.336 | 118.8297 | 64.6239 | 460.5819
VA | INSIG | INDUSTRIAL | Howmet Casting and Services Incorporated | VAG250121 | 001 | 1 | 0% | 0.014008 | 0.014008 | 2.5397 | 1.4711 | 14.959 | 108.8825 | 63.0668 | 641.3198 | 83.4087 | 45.3607 | 161.6453 | 2.5481 | 1.4759 | 15.0082 | 108.704 | 62.9634 | 640.2685 | 83.2719 | 45.2863 | 161.3803 | 3.6361 | 2.1061 | 42.8337 | 155.1214 | 89.8492 | 1827.336 | 118.8297 | 64.6239 | 460.5819
VA | INSIG | INDUSTRIAL | HT Ferron Company | VAG111032 | 001 | 1 | 0% | 0.00070038 | 0.00070038 | 26.1765 | 3.1923 | 14.959 | 56.1116 | 6.8429 | 32.066 | 42.9271 | 5.2013 | 22.047 | 26.2626 | 3.2028 | 15.0082 | 56.0196 | 6.8317 | 32.0134 | 42.8567 | 5.1928 | 22.0109 | 37.4769 | 4.5704 | 42.8337 | 79.9404 | 9.7488 | 91.3668 | 61.1569 | 7.4101 | 62.8195
VA | INSIG | INDUSTRIAL | Hurricane Ready Mix LLC DBA Ashland Ready Mix | VAG110302 | 001 | 1 | 0% | 0.00070038 | 0.00070038 | 26.1765 | 3.1923 | 14.959 | 56.1116 | 6.8429 | 32.066 | 7.7056 | 1.6458 | 0.030785 | 26.2626 | 3.2028 | 15.0082 | 56.0196 | 6.8317 | 32.0134 | 7.693 | 1.6431 | 0.030734 | 37.4769 | 4.5704 | 42.8337 | 79.9404 | 9.7488 | 91.3668 | 10.9779 | 2.3447 | 0.087716
VA | INSIG | INDUSTRIAL | IAC Strasburg LLC | VAG250098 | 001 | 1 | 0% | 0.014008 | 0.014008 | 2.5397 | 1.4711 | 14.959 | 108.8825 | 63.0668 | 641.3198 | 103.641 | 48.1253 | 397.7026 | 2.5481 | 1.4759 | 15.0082 | 108.704 | 62.9634 | 640.2685 | 103.4711 | 48.0464 | 397.0507 | 3.6361 | 2.1061 | 42.8337 | 155.1214 | 89.8492 | 1827.336 | 147.654 | 68.5625 | 1133.1886
VA | INSIG | INDUSTRIAL | IBM Corporation | VA0085901 | 001 | 1 | 0% | 0.2291 | 0.2291 | 11.1761 | 3.8036 | 11.0265 | 7836.3491 | 2666.968 | 7731.3985 | 4359.7288 | 1643.0819 | 1349.7115 | 11.2129 | 3.8161 | 11.0627 | 7823.5026 | 2662.596 | 7718.7241 | 4352.5817 | 1640.3883 | 1347.4989 | 16.0009 | 5.4456 | 31.5732 | 11164.1976 | 3799.5446 | 22029.3557 | 6211.1671 | 2340.8466 | 3845.7823
VA | INSIG | INDUSTRIAL | IIHS Vehicle Safety Research Center | VAG750019 | 001 | 1 | 0% | 0.0028015 | 0.0028015 | 0.11459 | 8.1776 | 29.918 | 0.98257 | 70.1176 | 256.5279 | 0.96888 | 73.3095 | 184.992 | 0.11497 | 8.2045 | 30.0164 | 0.98096 | 70.0027 | 256.1074 | 0.96729 | 73.1893 | 184.6888 | 0.16406 | 11.7079 | 85.6673 | 1.3998 | 99.8944 | 730.9344 | 1.3803 | 104.4417 | 527.1045
VA | INSIG | INDUSTRIAL | IMTT - Richmond West | VA0055409 | 001 | 1 | 0% | 0.001891 | 0.001891 | 11.1763 | 6.9854 | 11.0264 | 64.6849 | 40.4295 | 63.8175 | 58.1167 | 33.8875 | 20.5242 | 11.213 | 7.0084 | 11.0627 | 64.5789 | 40.3632 | 63.7128 | 58.0215 | 33.832 | 20.4905 | 16.0011 | 10.001 | 31.573 | 92.1546 | 57.5986 | 181.8374 | 82.7971 | 48.2785 | 58.4803
VA | INSIG | INDUSTRIAL | IMTT - Virginia | VA0056138 | 001 | 1 | 0% | 0.029486 | 0.029486 | 14.0098 | 5.9183 | 6.8151 | 1264.3119 | 534.0954 | 615.0325 | 1088.443 | 197.2874 | 28.6963 | 14.0558 | 5.9377 | 6.8375 | 1262.2393 | 533.2199 | 614.0242 | 1086.6586 | 196.964 | 28.6493 | 20.0578 | 8.4732 | 19.5145 | 1801.225 | 760.9088 | 1752.4345 | 1550.6701 | 281.0691 | 81.7654
VA | INSIG | INDUSTRIAL | IMTT Virginia - Richmond East | VA0054291 | 001 | 1 | 0% | 0.001891 | 0.001891 | 11.1763 | 6.9854 | 11.0264 | 64.6849 | 40.4295 | 63.8175 | 59.1772 | 33.8875 | 20.5242 | 11.213 | 7.0084 | 11.0627 | 64.5789 | 40.3632 | 63.7128 | 59.0802 | 33.832 | 20.4905 | 16.0011 | 10.001 | 31.573 | 92.1546 | 57.5986 | 181.8374 | 84.3079 | 48.2785 | 58.4803
VA | INSIG | INDUSTRIAL | INGENCO - Amelia | VAG250053 | 001 | 1 | 0% | 0.014008 | 0.014008 | 2.5397 | 1.4711 | 14.959 | 108.8825 | 63.0668 | 641.3198 | 47.6163 | 20.1071 | 65.8923 | 2.5481 | 1.4759 | 15.0082 | 108.704 | 62.9634 | 640.2685 | 47.5382 | 20.0741 | 65.7843 | 3.6361 | 2.1061 | 42.8337 | 155.1214 | 89.8492 | 1827.336 | 67.8374 | 28.646 | 187.7494
VA | INSIG | INDUSTRIAL | INGENCO - Charles City | VAG250093 | 001 | 1 | 0% | 0.014008 | 0.014008 | 2.5397 | 1.4711 | 14.959 | 108.8825 | 63.0668 | 641.3198 | 15.5959 | 13.7079 | 0.88371 | 2.5481 | 1.4759 | 15.0082 | 108.704 | 62.9634 | 640.2685 | 15.5704 | 13.6854 | 0.88226 | 3.6361 | 2.1061 | 42.8337 | 155.1214 | 89.8492 | 1827.336 | 22.219 | 19.5292 | 2.518
VA | INSIG | INDUSTRIAL | INGENCO - Dinwiddie | VAG250029 | 001 | 1 | 0% | 0.014008 | 0.014008 | 2.5397 | 1.4711 | 14.959 | 108.8825 | 63.0668 | 641.3198 | 87.7272 | 48.0429 | 216.2732 | 2.5481 | 1.4759 | 15.0082 | 108.704 | 62.9634 | 640.2685 | 87.5834 | 47.9641 | 215.9186 | 3.6361 | 2.1061 | 42.8337 | 155.1214 | 89.8492 | 1827.336 | 124.9822 | 68.4452 | 616.2351
VA | INSIG | INDUSTRIAL | INGENCO - King and Queen | VAG250115 | 001 | 1 | 0% | 0.014008 | 0.014008 | 2.5397 | 1.4711 | 14.959 | 108.8825 | 63.0668 | 641.3198 | 35.9567 | 13.3136 | 40.6028 | 2.5481 | 1.4759 | 15.0082 | 108.704 | 62.9634 | 640.2685 | 35.8978 | 13.2918 | 40.5362 | 3.6361 | 2.1061 | 42.8337 | 155.1214 | 89.8492 | 1827.336 | 51.2264 | 18.9674 | 115.6909
VA | INSIG | INDUSTRIAL | INGENCO - Rockville Plant | VAG250028 | 001 | 1 | 0% | 0.014008 | 0.014008 | 2.5397 | 1.4711 | 14.959 | 108.8825 | 63.0668 | 641.3198 | 59.5134 | 34.8237 | 181.413 | 2.5481 | 1.4759 | 15.0082 | 108.704 | 62.9634 | 640.2685 | 59.4159 | 34.7666 | 181.1156 | 3.6361 | 2.1061 | 42.8337 | 155.1214 | 89.8492 | 1827.336 | 84.7869 | 49.6122 | 516.9068
VA | INSIG | INDUSTRIAL | Ingleside Trout Farm | VA0091286 | 001 | 1 | 0% | 1.6611 | 1.6611 | 3.9344 | 0.52459 | 0.7279 | 20002.2603 | 2666.968 | 3700.6216 | 11236.933 | 1922.2518 | 1680.1589 | 3.9473 | 0.52631 | 0.7303 | 19969.4697 | 2662.596 | 3694.555 | 11218.5118 | 1919.1006 | 1677.4046 | 5.6329 | 0.75105 | 2.0843 | 28496.5848 | 3799.5446 | 10544.3159 | 16008.9014 | 2738.5711 | 4787.3381
VA | INSIG | INDUSTRIAL | Intermet Corp - Falwell Landfi | VA0092258 | 001 | 1 | 0% | 0.0079143 | 0.0079143 | 0.10732 | 6.985 | 11.0265 | 2.5996 | 169.1947 | 267.0896 | 1.878 | 115.7785 | 151.6668 | 0.10767 | 7.008 | 11.0627 | 2.5953 | 168.9173 | 266.6517 | 1.8749 | 115.5887 | 151.4182 | 0.15365 | 10.0004 | 31.5732 | 3.7036 | 241.0463 | 761.028 | 2.6755 | 164.946 | 432.1497
VA | INSIG | INDUSTRIAL | International Point | VAG250037 | 001 | 1 | 0% | 0.014008 | 0.014008 | 2.5397 | 1.4711 | 14.959 | 108.8825 | 63.0668 | 641.3198 | 59.331 | 34.7257 | 238.9972 | 2.5481 | 1.4759 | 15.0082 | 108.704 | 62.9634 | 640.2685 | 59.2337 | 34.6687 | 238.6054 | 3.6361 | 2.1061 | 42.8337 | 155.1214 | 89.8492 | 1827.336 | 84.527 | 49.4725 | 680.9833
VA | INSIG | INDUSTRIAL | Island Seafood Company Incorporated | VAG524053 | 001 | 1 | 0% | 0.0016109 | 0.0016109 | 811.4086 | 85.5072 | 21.2154 | 4000.4521 | 421.5726 | 104.5973 | 4000.4521 | 421.5726 | 104.5973 | 814.0772 | 85.7885 | 21.2852 | 3993.8939 | 420.8814 | 104.4259 | 3993.8939 | 420.8814 | 104.4259 | 1161.6943 | 122.4208 | 60.7482 | 5699.317 | 600.601 | 298.033 | 5699.317 | 600.601 | 298.033
VA | INSIG | INDUSTRIAL | Isle of Wight Materials Co Inc - Benns Church | VAG840179 | 001 | 1 | 0% | 0.14008 | 0.14008 | 1.5505 | 0.18908 | 27.7317 | 664.7067 | 81.0618 | 11889.0628 | 531.9046 | 30.7993 | 956.0033 | 1.5556 | 0.1897 | 27.8229 | 663.617 | 80.9289 | 11869.5725 | 531.0326 | 30.7488 | 954.4361 | 2.2198 | 0.27071 | 79.4069 | 946.9865 | 115.4862 | 33875.9401 | 757.7876 | 43.8788 | 2723.9752
VA | INSIG | INDUSTRIAL | Jack L Massie Contractor Inc MRMA | VAG840164 | 001 | 1 | 0% | 0.14008 | 0.14008 | 1.5505 | 0.18908 | 27.7317 | 664.7067 | 81.0618 | 11889.0628 | 437.7617 | 12.3873 | 337.0303 | 1.5556 | 0.1897 | 27.8229 | 663.617 | 80.9289 | 11869.5725 | 437.044 | 12.367 | 336.4778 | 2.2198 | 0.27071 | 79.4069 | 946.9865 | 115.4862 | 33875.9401 | 623.6651 | 17.6478 | 960.3128
VA | INSIG | INDUSTRIAL | James E. Headly Oyster Company | VAG524067 | 001 | 1 | 0% | 0.0016109 | 0.0016109 | 811.4086 | 85.5072 | 93.5568 | 4000.4521 | 421.5726 | 461.2588 | 3022.7796 | 97.2355 | 18.4102 | 814.0772 | 85.7885 | 93.8645 | 3993.8939 | 420.8814 | 460.5027 | 3017.8242 | 97.0761 | 18.38 | 1161.6943 | 122.4208 | 267.8906 | 5699.317 | 600.601 | 1314.2816 | 4306.458 | 138.5283 | 52.4569
VA | INSIG | INDUSTRIAL | James River Cogeneration Company | VA0073300 | 001 | 1 | 0% | 15.529 | 15.529 | 0.067346 | 0.0089794 | 0.02905 | 4000.4521 | 533.3936 | 1725.6287 | 3778.5882 | 531.3887 | 1336.9745 | 0.084448 | 0.01126 | 0.036427 | 3993.8939 | 532.5192 | 1722.7998 | 3772.3938 | 530.5176 | 1334.7827 | 0.12051 | 0.016068 | 0.10396 | 5699.317 | 759.9089 | 4916.8967 | 5383.2345 | 757.0526 | 3809.4901
VA | INSIG | INDUSTRIAL | James River Correction Center WTP | VA0006149 | 001 | 1 | 0% | 0.015899 | 0.015899 | 0 | 0.099727 | 14.959 | 0 | 4.8527 | 727.898 | 0 | 2.6795 | 205.9038 | 0 | 0.10005 | 15.0082 | 0 | 4.8447 | 726.7047 | 0 | 2.6751 | 205.5662 | 0 | 0.14278 | 42.8337 | 0 | 6.9134 | 2074.0264 | 0 | 3.8174 | 586.6892
VA | INSIG | INDUSTRIAL | John Marshall III Site | VA0090093 | 001 | 1 | 0% | 0.026545 | 0.026545 | 11.1762 | 6.5741 | 11.0265 | 907.974 | 534.0954 | 895.8124 | 614.0587 | 296.2948 | 462.319 | 11.2129 | 6.5957 | 11.0627 | 906.4855 | 533.2199 | 894.3438 | 613.052 | 295.809 | 461.5611 | 16.0009 | 9.4122 | 31.5732 | 1293.5617 | 760.9088 | 2552.4708 | 874.8299 | 422.1217 | 1317.3023
VA | INSIG | INDUSTRIAL | Kelley Seafood Company | VAG524031 | 001 | 1 | 0% | 0.0016109 | 0.0016109 | 811.4086 | 85.5072 | 21.2154 | 4000.4521 | 421.5726 | 104.5973 | 3657.5861 | 250.6291 | 20.6079 | 814.0772 | 85.7885 | 21.2852 | 3993.8939 | 420.8814 | 104.4259 | 3651.5901 | 250.2182 | 20.5741 | 1161.6943 | 122.4208 | 60.7482 | 5699.317 | 600.601 | 298.033 | 5210.8467 | 357.0633 | 58.7188
VA | INSIG | INDUSTRIAL | Keyser Brothers Incorporated | VAG524037 | 001 | 1 | 0% | 0.0016109 | 0.0016109 | 811.4086 | 85.5072 | 21.2154 | 4000.4521 | 421.5726 | 104.5973 | 3809.1252 | 301.2375 | 35.1571 | 814.0772 | 85.7885 | 21.2852 | 3993.8939 | 420.8814 | 104.4259 | 3802.8808 | 300.7437 | 35.0995 | 1161.6943 | 122.4208 | 60.7482 | 5699.317 | 600.601 | 298.033 | 5426.7397 | 429.1635 | 100.1744
VA | INSIG | INDUSTRIAL | Kinder Morgan Bulk Terminals - | VA0057142 | 001 | 1 | 0% | 0.0070038 | 0.0070038 | 186.624 | 24.8832 | 617.2835 | 4000.4521 | 533.3936 | 13232.0251 | 3965.6653 | 520.0684 | 4639.3716 | 187.2378 | 24.965 | 619.3137 | 3993.8939 | 532.5192 | 13210.3332 | 3959.1642 | 519.2159 | 4631.7661 | 267.1897 | 35.6253 | 1767.5306 | 5699.317 | 759.9089 | 37702.4915 | 5649.7574 | 740.925 | 13219.1307
VA | INSIG | INDUSTRIAL | Kinder Morgan Operating LP - B | VA0029165 | 001 | 1 | 0% | 0.001751 | 0.001751 | 11.1761 | 6.9853 | 11.0264 | 59.8926 | 37.4343 | 59.0901 | 53.811 | 31.377 | 19.0038 | 11.2129 | 7.0083 | 11.0627 | 59.7944 | 37.3729 | 58.9933 | 53.7228 | 31.3256 | 18.9727 | 16.0009 | 10.0009 | 31.573 | 85.3271 | 53.3315 | 168.3677 | 76.6629 | 44.7018 | 54.1483
VA | INSIG | INDUSTRIAL | Kinder Morgan Operating LP - D | VA0086151 | 001 | 1 | 0% | 0.051688 | 0.051688 | 11.1761 | 3.3761 | 11.0265 | 1768.0305 | 534.0954 | 1744.3515 | 1633.1131 | 447.6727 | 560.9967 | 11.2129 | 3.3872 | 11.0627 | 1765.1321 | 533.2199 | 1741.4919 | 1630.4359 | 446.9388 | 560.077 | 16.0009 | 4.8336 | 31.5732 | 2518.8568 | 760.9088 | 4970.2442 | 2326.6444 | 637.785 | 1598.4683
VA | INSIG | INDUSTRIAL | Kinder Morgan Operating LP C - | VA0081418 | 001 | 1 | 0% | 0.0070038 | 0.0070038 | 186.624 | 24.8832 | 617.2835 | 4000.4521 | 533.3936 | 13232.0251 | 4000.4521 | 533.3936 | 13232.0251 | 187.2378 | 24.965 | 619.3137 | 3993.8939 | 532.5192 | 13210.3332 | 3993.8939 | 532.5192 | 13210.3332 | 267.1897 | 35.6253 | 1767.5306 | 5699.317 | 759.9089 | 37702.4915 | 5699.317 | 759.9089 | 37702.4915
VA | INSIG | INDUSTRIAL | Kinder Morgan Southeast Termin | VA0001945 | 001 | 1 | 0% | 0.15976 | 0.15976 | 8.1817 | 1.0909 | 1.9639 | 4000.4521 | 533.3936 | 960.2712 | 3418.8411 | 488.0666 | 242.5705 | 8.2086 | 1.0945 | 1.9704 | 3993.8939 | 532.5192 | 958.697 | 3413.2364 | 487.2665 | 242.1729 | 11.7137 | 1.5618 | 5.6235 | 5699.317 | 759.9089 | 2736.1359 | 4870.7142 | 695.333 | 691.1651
VA | INSIG | INDUSTRIAL | Kinder Morgan Southeast Termin | VA0053911 | 001 | 1 | 0% | 0.0070038 | 0.0070038 | 186.624 | 24.8832 | 617.2835 | 4000.4521 | 533.3936 | 13232.0251 | 4000.4521 | 533.3936 | 13232.0251 | 187.2378 | 24.965 | 619.3137 | 3993.8939 | 532.5192 | 13210.3332 | 3993.8939 | 532.5192 | 13210.3332 | 267.1897 | 35.6253 | 1767.5306 | 5699.317 | 759.9089 | 37702.4915 | 5699.317 | 759.9089 | 37702.4915
VA | INSIG | INDUSTRIAL | Kinder Morgan Southeast Termin | VA0058378 | 001 | 1 | 0% | 0.079143 | 0.079143 | 11.1761 | 2.205 | 3.0399 | 2707.1489 | 534.0954 | 736.3379 | 2699.1909 | 529.7067 | 427.9078 | 11.2129 | 2.2122 | 3.0499 | 2702.7109 | 533.2199 | 735.1308 | 2694.766 | 528.8383 | 427.2063 | 16.0009 | 3.1568 | 8.7044 | 3856.789 | 760.9088 | 2098.0745 | 3845.4515 | 754.6563 | 1219.2532
VA | INSIG | INDUSTRIAL | Kings Dominion | VA0091006 | 001 | 1 | 0% | 0.70669 | 0.70669 | 9.248 | 1.2331 | 0.71177 | 20002.2603 | 2666.968 | 1539.4744 | 13260.5697 | 1826.9026 | 623.7358 | 9.2784 | 1.2371 | 0.71411 | 19969.4697 | 2662.596 | 1536.9507 | 13238.8311 | 1823.9077 | 622.7132 | 13.2403 | 1.7654 | 2.0381 | 28496.5848 | 3799.5446 | 4386.4805 | 18891.9124 | 2602.7301 | 1777.233
VA | INSIG | INDUSTRIAL | Kings Seafood | VAG524065 | 001 | 1 | 0% | 0.0016109 | 0.0016109 | 811.4086 | 85.5072 | 80.9038 | 4000.4521 | 421.5726 | 398.8767 | 3828.2574 | 342.27 | 112.636 | 814.0772 | 85.7885 | 81.1699 | 3993.8939 | 420.8814 | 398.2228 | 3821.9816 | 341.7089 | 112.4514 | 1161.6943 | 122.4208 | 231.6602 | 5699.317 | 600.601 | 1136.5338 | 5453.9967 | 487.6212 | 320.9379
VA | INSIG | INDUSTRIAL | Klockner Pentaplast of America 3585 Klockner Rd | VA0092533 | 001 | 1 | 0% | 0.0014708 | 0.0014708 | 11.1757 | 0.050217 | 11.0263 | 50.308 | 0.22605 | 49.6355 | 25.6663 | 0.10609 | 11.4785 | 11.2125 | 0.050382 | 11.0626 | 50.2255 | 0.22568 | 49.5541 | 25.6242 | 0.10592 | 11.4597 | 16.0003 | 0.071895 | 31.5728 | 71.6722 | 0.32205 | 141.4282 | 36.5659 | 0.15114 | 32.706
VA | INSIG | INDUSTRIAL | KMX Chemical Corporation | VAG250097 | 001 | 1 | 0% | 0.014008 | 0.014008 | 2.5397 | 1.4711 | 14.959 | 108.8825 | 63.0668 | 641.3198 | 72.9277 | 50.6728 | 93.2496 | 2.5481 | 1.4759 | 15.0082 | 108.704 | 62.9634 | 640.2685 | 72.8082 | 50.5897 | 93.0968 | 3.6361 | 2.1061 | 42.8337 | 155.1214 | 89.8492 | 1827.336 | 103.8978 | 72.1919 | 265.6996
VA | INSIG | INDUSTRIAL | KMX Chemical Corporation | VAG250118 | 001 | 1 | 0% | 0.014008 | 0.014008 | 2.5397 | 1.4711 | 14.959 | 108.8825 | 63.0668 | 641.3198 | 72.9277 | 50.6728 | 93.2496 | 2.5481 | 1.4759 | 15.0082 | 108.704 | 62.9634 | 640.2685 | 72.8082 | 50.5897 | 93.0968 | 3.6361 | 2.1061 | 42.8337 | 155.1214 | 89.8492 | 1827.336 | 103.8978 | 72.1919 | 265.6996
VA | INSIG | INDUSTRIAL | Kyanite Mining Corporation Willis Mountain Plant | VAG840125 | 001 | 1 | 0% | 0.14008 | 0.14008 | 1.5505 | 0.18908 | 27.7317 | 664.7067 | 81.0618 | 11889.0628 | 308.3904 | 19.96 | 588.096 | 1.5556 | 0.1897 | 27.8229 | 663.617 | 80.9289 | 11869.5725 | 307.8848 | 19.9273 | 587.1319 | 2.2198 | 0.27071 | 79.4069 | 946.9865 | 115.4862 | 33875.9401 | 439.354 | 28.4364 | 1675.6835
VA | INSIG | INDUSTRIAL | L D Amory and Company Incorporated | VAG523001 | 001 | 1 | 0% | 0.0016109 | 0.0016109 | 811.4086 | 85.5072 | 21.2154 | 4000.4521 | 421.5726 | 104.5973 | 4000.4521 | 421.5726 | 104.5973 | 814.0772 | 85.7885 | 21.2852 | 3993.8939 | 420.8814 | 104.4259 | 3993.8939 | 420.8814 | 104.4259 | 1161.6943 | 122.4208 | 60.7482 | 5699.317 | 600.601 | 298.033 | 5699.317 | 600.601 | 298.033
VA | INSIG | INDUSTRIAL | Lake Caroline WTP | VA0090930 | 001 | 1 | 0% | 0.020311 | 0.020311 | 0 | 0.099727 | 14.959 | 0 | 6.1994 | 929.9138 | 0 | 2.1663 | 39.8231 | 0 | 0.10005 | 15.0082 | 0 | 6.1893 | 928.3893 | 0 | 2.1628 | 39.7578 | 0 | 0.14278 | 42.8337 | 0 | 8.8321 | 2649.6372 | 0 | 3.0863 | 113.4694
VA | INSIG | INDUSTRIAL | Lake Monticello WTP | VA0092622 | 001 | 1 | 0% | 0.053229 | 0.053229 | 0 | 0.099727 | 14.959 | 0 | 16.2468 | 2437.0154 | 0 | 9.2919 | 831.0781 | 0 | 0.10005 | 15.0082 | 0 | 16.2201 | 2433.0203 | 0 | 9.2767 | 829.7157 | 0 | 0.14278 | 42.8337 | 0 | 23.1463 | 6943.8768 | 0 | 13.2379 | 2368.0212
VA | INSIG | INDUSTRIAL | Lake Packing Company Incorpora | VA0089231 | 001 | 1 | 0% | 0.0096653 | 0.0096653 | 0.15092 | 0.74831 | 0.14233 | 4.4645 | 22.1362 | 4.2102 | 4.4645 | 22.1362 | 4.2102 | 0.15142 | 0.75077 | 0.14279 | 4.4572 | 22.0999 | 4.2033 | 4.4572 | 22.0999 | 4.2033 | 0.21608 | 1.0714 | 0.40754 | 6.3605 | 31.5367 | 11.9964 | 6.3605 | 31.5367 | 11.9964
VA | INSIG | INDUSTRIAL | Lake Wilderness Public Water System | VA0081621 | 001 | 1 | 0% | 0.0021012 | 0.0021012 | 0 | 0.099727 | 14.959 | 0 | 0.64132 | 96.198 | 0 | 0.0028088 | 0.025168 | 0 | 0.10005 | 15.0082 | 0 | 0.64027 | 96.0403 | 0 | 0.0028042 | 0.025127 | 0 | 0.14278 | 42.8337 | 0 | 0.91367 | 274.1004 | 0 | 0.0040016 | 0.071713
VA | INSIG | INDUSTRIAL | Langley AFB | VA0083194 | 001 | 1 | 0% | 10.4394 | 10.4394 | 0.01109 | 0.013357 | 17.0906 | 442.8571 | 533.3936 | 682476.4207 | 412.807 | 428.7091 | 224893.6568 | 0.013906 | 0.016749 | 21.4305 | 442.1311 | 532.5192 | 681357.6069 | 412.1303 | 428.0063 | 224524.9786 | 0.019844 | 0.023901 | 61.1631 | 630.9244 | 759.9089 | 1944604.9457 | 588.1131 | 610.7683 | 640797.6949
VA | INSIG | INDUSTRIAL | Linden Beverage Company WWTP | VA0059170 | 001 | 1 | 0% | 0.0044124 | 0.0044124 | 17.8617 | 6.6855 | 12.1318 | 241.215 | 90.2854 | 163.8348 | 206.9641 | 64.9807 | 98.9982 | 17.9204 | 6.7075 | 12.1717 | 240.8196 | 90.1374 | 163.5662 | 206.6248 | 64.8741 | 98.8359 | 25.5726 | 9.5717 | 34.7381 | 343.6514 | 128.6267 | 466.8204 | 294.8552 | 92.5759 | 282.0793
VA | INSIG | INDUSTRIAL | Little Apple Properties Inc | VA0090999 | 001 | 1 | 0% | 0.012187 | 0.012187 | 11.1761 | 6.985 | 11.0264 | 416.8522 | 260.5312 | 411.2687 | 413.7482 | 198.8072 | 255.0407 | 11.2129 | 7.008 | 11.0627 | 416.1688 | 260.1041 | 410.5945 | 413.0699 | 198.4813 | 254.6226 | 16.0009 | 10.0005 | 31.5731 | 593.8761 | 371.1705 | 1171.8429 | 589.4539 | 283.2344 | 726.6967
VA | INSIG | INDUSTRIAL | Little River Seafood Incorporated | VAG524018 | 001 | 1 | 0% | 0.0016109 | 0.0016109 | 811.4086 | 85.5072 | 21.2154 | 4000.4521 | 421.5726 | 104.5973 | 3894.9889 | 369.7992 | 41.2107 | 814.0772 | 85.7885 | 21.2852 | 3993.8939 | 420.8814 | 104.4259 | 3888.6037 | 369.193 | 41.1432 | 1161.6943 | 122.4208 | 60.7482 | 5699.317 | 600.601 | 298.033 | 5549.067 | 526.8411 | 117.4233
VA | INSIG | INDUSTRIAL | Long and Foster Headquarters | VAG250122 | 001 | 1 | 0% | 0.014008 | 0.014008 | 2.5397 | 1.4711 | 14.959 | 108.8825 | 63.0668 | 641.3198 | 64.1125 | 29.5101 | 225.1615 | 2.5481 | 1.4759 | 15.0082 | 108.704 | 62.9634 | 640.2685 | 64.0074 | 29.4617 | 224.7923 | 3.6361 | 2.1061 | 42.8337 | 155.1214 | 89.8492 | 1827.336 | 91.3391 | 42.0421 | 641.5608
VA | INSIG | INDUSTRIAL | Loudoun Composting | VA0091430 | 001 | 1 | 0% | 0.045945 | 0.045945 | 33.353 | 2.1119 | 56.4279 | 4690.0818 | 296.9765 | 7934.8684 | 2274.3868 | 158.9301 | 946.589 | 33.4627 | 2.1189 | 56.6135 | 4682.3932 | 296.4897 | 7921.8605 | 2270.6583 | 158.6696 | 945.0373 | 47.7515 | 3.0236 | 161.5759 | 6681.8106 | 423.093 | 22609.1099 | 3240.2466 | 226.4227 | 2697.1507
VA | INSIG | INDUSTRIAL | Loudoun Quarries Division | VAG840095 | 001 | 1 | 0% | 0.14008 | 0.14008 | 1.5505 | 0.18908 | 27.7317 | 664.7067 | 81.0618 | 11889.0628 | 395.3313 | 45.7682 | 4062.6244 | 1.5556 | 0.1897 | 27.8229 | 663.617 | 80.9289 | 11869.5725 | 394.6832 | 45.6931 | 4055.9643 | 2.2198 | 0.27071 | 79.4069 | 946.9865 | 115.4862 | 33875.9401 | 563.2159 | 65.2045 | 11575.7837
VA | INSIG | INDUSTRIAL | Louisa Generation Facility | VA0091332 | 001 | 1 | 0% | 0.016109 | 0.016109 | 405.7043 | 54.0939 | 7.5555 | 20002.2603 | 2666.968 | 372.5063 | 8351.0848 | 543.1961 | 20.0215 | 407.0386 | 54.2718 | 7.5804 | 19969.4697 | 2662.596 | 371.8957 | 8337.3945 | 542.3056 | 19.9887 | 580.8472 | 77.4463 | 21.6345 | 28496.5848 | 3799.5446 | 1061.3959 | 11897.5251 | 773.8742 | 57.048
VA | INSIG | INDUSTRIAL | Luck Stone - Bealeton Plant | VAG840100 | 001 | 1 | 0% | 0.14008 | 0.14008 | 1.5505 | 0.18908 | 27.7317 | 664.7067 | 81.0618 | 11889.0628 | 487.2641 | 73.7576 | 5855.6256 | 1.5556 | 0.1897 | 27.8229 | 663.617 | 80.9289 | 11869.5725 | 486.4653 | 73.6366 | 5846.0262 | 2.2198 | 0.27071 | 79.4069 | 946.9865 | 115.4862 | 33875.9401 | 694.1896 | 105.0801 | 16684.6476
VA | INSIG | INDUSTRIAL | Luck Stone - Bull Run | VAG840089 | 001 | 1 | 0% | 0.14008 | 0.14008 | 1.5505 | 0.18908 | 27.7317 | 664.7067 | 81.0618 | 11889.0628 | 388.5555 | 43.3811 | 1418.3041 | 1.5556 | 0.1897 | 27.8229 | 663.617 | 80.9289 | 11869.5725 | 387.9185 | 43.31 | 1415.979 | 2.2198 | 0.27071 | 79.4069 | 946.9865 | 115.4862 | 33875.9401 | 553.5626 | 61.8036 | 4041.2256
VA | INSIG | INDUSTRIAL | Luck Stone - Caroline Plant New Plant | VAG840146 | 001 | 1 | 0% | 0.14008 | 0.14008 | 1.5505 | 0.18908 | 27.7317 | 664.7067 | 81.0618 | 11889.0628 | 252.2156 | 28.3261 | 509.1434 | 1.5556 | 0.1897 | 27.8229 | 663.617 | 80.9289 | 11869.5725 | 251.8021 | 28.2797 | 508.3088 | 2.2198 | 0.27071 | 79.4069 | 946.9865 | 115.4862 | 33875.9401 | 359.3235 | 40.3553 | 1450.7209
VA | INSIG | INDUSTRIAL | Luck Stone - Charlottesville Plant | VAG840037 | 001 | 1 | 0% | 0.14008 | 0.14008 | 1.5505 | 0.18908 | 27.7317 | 664.7067 | 81.0618 | 11889.0628 | 518.6594 | 61.0393 | 5674.326 | 1.5556 | 0.1897 | 27.8229 | 663.617 | 80.9289 | 11869.5725 | 517.8091 | 60.9393 | 5665.0239 | 2.2198 | 0.27071 | 79.4069 | 946.9865 | 115.4862 | 33875.9401 | 738.9175 | 86.9608 | 16168.064
VA | INSIG | INDUSTRIAL | Luck Stone - Culpeper | VAG840107 | 001 | 1 | 0% | 0.14008 | 0.14008 | 1.5505 | 0.18908 | 27.7317 | 664.7067 | 81.0618 | 11889.0628 | 557.1608 | 80.135 | 8523.4557 | 1.5556 | 0.1897 | 27.8229 | 663.617 | 80.9289 | 11869.5725 | 556.2474 | 80.0036 | 8509.4829 | 2.2198 | 0.27071 | 79.4069 | 946.9865 | 115.4862 | 33875.9401 | 793.7693 | 114.1658 | 24286.1932
VA | INSIG | INDUSTRIAL | Luck Stone - Fairfax Plant | VAG840093 | 001 | 1 | 0% | 0.14008 | 0.14008 | 1.5505 | 0.18908 | 27.7317 | 664.7067 | 81.0618 | 11889.0628 | 468.2927 | 41.5301 | 1618.5584 | 1.5556 | 0.1897 | 27.8229 | 663.617 | 80.9289 | 11869.5725 | 467.525 | 41.462 | 1615.905 | 2.2198 | 0.27071 | 79.4069 | 946.9865 | 115.4862 | 33875.9401 | 667.1617 | 59.1666 | 4611.8173
VA | INSIG | INDUSTRIAL | Luck Stone - Goose Creek Plant | VAG840099 | 001 | 1 | 0% | 0.14008 | 0.14008 | 1.5505 | 0.18908 | 27.7317 | 664.7067 | 81.0618 | 11889.0628 | 501.576 | 53.4022 | 6194.8461 | 1.5556 | 0.1897 | 27.8229 | 663.617 | 80.9289 | 11869.5725 | 500.7538 | 53.3146 | 6184.6906 | 2.2198 | 0.27071 | 79.4069 | 946.9865 | 115.4862 | 33875.9401 | 714.5795 | 76.0804 | 17651.2008
VA | INSIG | INDUSTRIAL | Luck Stone - Greene Plant | VAG840038 | 001 | 1 | 0% | 0.14008 | 0.14008 | 1.5505 | 0.18908 | 27.7317 | 664.7067 | 81.0618 | 11889.0628 | 655.4456 | 84.7519 | 8573.654 | 1.5556 | 0.1897 | 27.8229 | 663.617 | 80.9289 | 11869.5725 | 654.3711 | 84.6129 | 8559.5988 | 2.2198 | 0.27071 | 79.4069 | 946.9865 | 115.4862 | 33875.9401 | 933.7925 | 120.7433 | 24429.2248
VA | INSIG | INDUSTRIAL | Luck Stone - Leesburg | VAG840094 | 001 | 1 | 0% | 0.14008 | 0.14008 | 1.5505 | 0.18908 | 27.7317 | 664.7067 | 81.0618 | 11889.0628 | 517.7851 | 53.4022 | 6194.8461 | 1.5556 | 0.1897 | 27.8229 | 663.617 | 80.9289 | 11869.5725 | 516.9363 | 53.3146 | 6184.6906 | 2.2198 | 0.27071 | 79.4069 | 946.9865 | 115.4862 | 33875.9401 | 737.672 | 76.0804 | 17651.2008
VA | INSIG | INDUSTRIAL | Luck Stone - Louisa Plant | VAG840176 | 001 | 1 | 0% | 0.14008 | 0.14008 | 1.5505 | 0.18908 | 27.7317 | 664.7067 | 81.0618 | 11889.0628 | 105.6327 | 12.3693 | 361.5015 | 1.5556 | 0.1897 | 27.8229 | 663.617 | 80.9289 | 11869.5725 | 105.4596 | 12.349 | 360.9089 | 2.2198 | 0.27071 | 79.4069 | 946.9865 | 115.4862 | 33875.9401 | 150.4916 | 17.6222 | 1030.0394
VA | INSIG | INDUSTRIAL | Luck Stone - Massaponax Plant | VAG840166 | 001 | 1 | 0% | 0.14008 | 0.14008 | 1.5505 | 0.18908 | 27.7317 | 664.7067 | 81.0618 | 11889.0628 | 144.1415 | 39.4088 | 747.894 | 1.5556 | 0.1897 | 27.8229 | 663.617 | 80.9289 | 11869.5725 | 143.9052 | 39.3442 | 746.6679 | 2.2198 | 0.27071 | 79.4069 | 946.9865 | 115.4862 | 33875.9401 | 205.3539 | 56.1445 | 2131.0015
VA | INSIG | INDUSTRIAL | Luck Stone - South Richmond Plant | VAG840078 | 001 | 1 | 0% | 0.14008 | 0.14008 | 1.5505 | 0.18908 | 27.7317 | 664.7067 | 81.0618 | 11889.0628 | 664.7067 | 81.0618 | 11889.0628 | 1.5556 | 0.1897 | 27.8229 | 663.617 | 80.9289 | 11869.5725 | 663.617 | 80.9289 | 11869.5725 | 2.2198 | 0.27071 | 79.4069 | 946.9865 | 115.4862 | 33875.9401 | 946.9865 | 115.4862 | 33875.9401
VA | INSIG | INDUSTRIAL | Luck Stone - Spotsylvania | VAG840104 | 001 | 1 | 0% | 0.14008 | 0.14008 | 1.5505 | 0.18908 | 27.7317 | 664.7067 | 81.0618 | 11889.0628 | 130.0972 | 39.4088 | 747.894 | 1.5556 | 0.1897 | 27.8229 | 663.617 | 80.9289 | 11869.5725 | 129.8839 | 39.3442 | 746.6679 | 2.2198 | 0.27071 | 79.4069 | 946.9865 | 115.4862 | 33875.9401 | 185.3453 | 56.1445 | 2131.0015
VA | INSIG | INDUSTRIAL | Luck Stone Corporation - Boscobel Plant | VAG840084 | 001 | 1 | 0% | 0.14008 | 0.14008 | 1.5505 | 0.18908 | 27.7317 | 664.7067 | 81.0618 | 11889.0628 | 471.8129 | 44.76 | 3363.1127 | 1.5556 | 0.1897 | 27.8229 | 663.617 | 80.9289 | 11869.5725 | 471.0394 | 44.6867 | 3357.5994 | 2.2198 | 0.27071 | 79.4069 | 946.9865 | 115.4862 | 33875.9401 | 672.1768 | 63.7682 | 9582.6395
VA | INSIG | INDUSTRIAL | Luck Stone Corporation - Powhatan | VAG840085 | 001 | 1 | 0% | 0.14008 | 0.14008 | 1.5505 | 0.18908 | 27.7317 | 664.7067 | 81.0618 | 11889.0628 | 422.4827 | 46.3613 | 3327.2311 | 1.5556 | 0.1897 | 27.8229 | 663.617 | 80.9289 | 11869.5725 | 421.7901 | 46.2853 | 3321.7766 | 2.2198 | 0.27071 | 79.4069 | 946.9865 | 115.4862 | 33875.9401 | 601.8977 | 66.0494 | 9480.4008
VA | INSIG | INDUSTRIAL | Luck Stone Corporation - Rockville Plant | VAG840087 | 001 | 1 | 0% | 0.14008 | 0.14008 | 1.5505 | 0.18908 | 27.7317 | 664.7067 | 81.0618 | 11889.0628 | 362.677 | 44.76 | 3363.1127 | 1.5556 | 0.1897 | 27.8229 | 663.617 | 80.9289 | 11869.5725 | 362.0824 | 44.6867 | 3357.5994 | 2.2198 | 0.27071 | 79.4069 | 946.9865 | 115.4862 | 33875.9401 | 516.6943 | 63.7682 | 9582.6395
VA | INSIG | INDUSTRIAL | Lusteration Performance Auto Detailing | VAG750189 | 001 | 1 | 0% | 0.0028015 | 0.0028015 | 0.11459 | 8.1776 | 29.918 | 0.98257 | 70.1176 | 256.5279 | 0.98252 | 70.1075 | 226.8447 | 0.11497 | 8.2045 | 30.0164 | 0.98096 | 70.0027 | 256.1074 | 0.98091 | 69.9925 | 226.4728 | 0.16406 | 11.7079 | 85.6673 | 1.3998 | 99.8944 | 730.9344 | 1.3998 | 99.8799 | 646.3568
VA | INSIG | INDUSTRIAL | Lynchburg Foundrydba INTERMET | VA0006262 | 001 | 1 | 0% | 0.60758 | 0.60758 | 0.032518 | 0.42908 | 1.1992 | 60.4691 | 797.909 | 2230.0161 | 48.0653 | 434.2415 | 1175.697 | 0.032625 | 0.4305 | 1.2032 | 60.3699 | 796.6009 | 2226.3603 | 47.9865 | 433.5296 | 1173.7696 | 0.046556 | 0.61432 | 3.4338 | 86.1483 | 1136.7556 | 6354.066 | 68.4771 | 618.65 | 3349.9562
VA | INSIG | INDUSTRIAL | Lyon Shipyard Incorporated | VA0085855 | 001 | 1 | 0% | 0.074451 | 0.074451 | 1.1076 | 2.3439 | 84.4801 | 252.3877 | 534.0954 | 19249.9289 | 250.3885 | 514.6601 | 13291.2655 | 1.1113 | 2.3516 | 84.7579 | 251.9739 | 533.2199 | 19218.3717 | 249.978 | 513.8164 | 13269.4765 | 1.5858 | 3.3558 | 241.9003 | 359.5687 | 760.9088 | 54849.5243 | 356.7205 | 733.2199 | 37871.2874
VA | INSIG | INDUSTRIAL | Lyon Shipyard Incorporated - C | VA0004405 | 001 | 1 | 0% | 7.8846 | 7.8846 | 0.13264 | 0.017685 | 6.4363 | 4000.4521 | 533.3936 | 194119.4815 | 4000.4521 | 533.3936 | 194119.4815 | 0.16632 | 0.022176 | 8.0707 | 3993.8939 | 532.5192 | 193801.2528 | 3993.8939 | 532.5192 | 193801.2528 | 0.23734 | 0.031646 | 23.0338 | 5699.317 | 759.9089 | 553111.7153 | 5699.317 | 759.9089 | 553111.7153
VA | INSIG | INDUSTRIAL | Lyon Shipyard Incorporated - S | VA0089168 | 001 | 1 | 0% | 0.061914 | 0.061914 | 1.1076 | 2.8185 | 24.3434 | 209.8898 | 534.0954 | 4612.9132 | 209.8898 | 534.0954 | 4612.9132 | 1.1113 | 2.8278 | 24.4235 | 209.5457 | 533.2199 | 4605.351 | 209.5457 | 533.2199 | 4605.351 | 1.5858 | 4.0353 | 69.705 | 299.0233 | 760.9088 | 13143.7416 | 299.0233 | 760.9088 | 13143.7416
VA | INSIG | INDUSTRIAL | M E Concrete Products Company | VAG110234 | 001 | 1 | 0% | 0.00070038 | 0.00070038 | 26.1765 | 3.1923 | 14.959 | 56.1116 | 6.8429 | 32.066 | 18.7511 | 3.5928 | 3.6759 | 26.2626 | 3.2028 | 15.0082 | 56.0196 | 6.8317 | 32.0134 | 18.7203 | 3.5869 | 3.6698 | 37.4769 | 4.5704 | 42.8337 | 79.9404 | 9.7488 | 91.3668 | 26.714 | 5.1186 | 10.4737
VA | INSIG | INDUSTRIAL | Madison Wood Preservers Incorp | VA0087696 | 001 | 1 | 0% | 0.50988 | 0.50988 | 0.73843 | 1.709 | 6.6608 | 1152.3368 | 2666.968 | 10394.3654 | 682.8211 | 2717.3974 | 7057.0589 | 0.74085 | 1.7146 | 6.6827 | 1150.4477 | 2662.596 | 10377.3255 | 681.7017 | 2712.9426 | 7045.49 | 1.0572 | 2.4468 | 19.0725 | 1641.6976 | 3799.5446 | 29617.0443 | 972.7935 | 3871.3897 | 20107.9353
VA | INSIG | INDUSTRIAL | Martin Marietta - Carmel Church | VAG840096 | 001 | 1 | 0% | 0.14008 | 0.14008 | 1.5505 | 0.18908 | 27.7317 | 664.7067 | 81.0618 | 11889.0628 | 294.2435 | 24.7085 | 1746.1568 | 1.5556 | 0.1897 | 27.8229 | 663.617 | 80.9289 | 11869.5725 | 293.7611 | 24.6679 | 1743.2942 | 2.2198 | 0.27071 | 79.4069 | 946.9865 | 115.4862 | 33875.9401 | 419.1993 | 35.2013 | 4975.3881
VA | INSIG | INDUSTRIAL | Martin Marietta - Red Hill Quarry | VAG840003 | 001 | 1 | 0% | 0.14008 | 0.14008 | 1.5505 | 0.18908 | 27.7317 | 664.7067 | 81.0618 | 11889.0628 | 420.8945 | 50.4981 | 4607.9585 | 1.5556 | 0.1897 | 27.8229 | 663.617 | 80.9289 | 11869.5725 | 420.2045 | 50.4153 | 4600.4044 | 2.2198 | 0.27071 | 79.4069 | 946.9865 | 115.4862 | 33875.9401 | 599.635 | 71.943 | 13129.624
VA | INSIG | INDUSTRIAL | Martin Marietta Aggregates - Anderson Creek | VAG840080 | 001 | 1 | 0% | 0.14008 | 0.14008 | 1.5505 | 0.18908 | 27.7317 | 664.7067 | 81.0618 | 11889.0628 | 363.3181 | 44.76 | 3363.1127 | 1.5556 | 0.1897 | 27.8229 | 663.617 | 80.9289 | 11869.5725 | 362.7225 | 44.6867 | 3357.5994 | 2.2198 | 0.27071 | 79.4069 | 946.9865 | 115.4862 | 33875.9401 | 517.6078 | 63.7682 | 9582.6395
VA | INSIG | INDUSTRIAL | Martin Marietta Aggregates - Doswell Quarry | VAG840088 | 001 | 1 | 0% | 0.14008 | 0.14008 | 1.5505 | 0.18908 | 27.7317 | 664.7067 | 81.0618 | 11889.0628 | 198.4775 | 28.4275 | 2727.1106 | 1.5556 | 0.1897 | 27.8229 | 663.617 | 80.9289 | 11869.5725 | 198.1521 | 28.3809 | 2722.64 | 2.2198 | 0.27071 | 79.4069 | 946.9865 | 115.4862 | 33875.9401 | 282.7645 | 40.4997 | 7770.4558
VA | INSIG | INDUSTRIAL | Martin Marietta Aggregates - Midlothian Quarry | VAG840079 | 001 | 1 | 0% | 0.14008 | 0.14008 | 1.5505 | 0.18908 | 27.7317 | 664.7067 | 81.0618 | 11889.0628 | 232.9635 | 17.9411 | 340.8012 | 1.5556 | 0.1897 | 27.8229 | 663.617 | 80.9289 | 11869.5725 | 232.5816 | 17.9117 | 340.2425 | 2.2198 | 0.27071 | 79.4069 | 946.9865 | 115.4862 | 33875.9401 | 331.8957 | 25.5602 | 971.0572
VA | INSIG | INDUSTRIAL | Martin Marietta Materials - Amelia Quarry | VAG840159 | 001 | 1 | 0% | 0.14008 | 0.14008 | 1.5505 | 0.18908 | 27.7317 | 664.7067 | 81.0618 | 11889.0628 | 370.3171 | 26.6 | 1136.9916 | 1.5556 | 0.1897 | 27.8229 | 663.617 | 80.9289 | 11869.5725 | 369.71 | 26.5564 | 1135.1277 | 2.2198 | 0.27071 | 79.4069 | 946.9865 | 115.4862 | 33875.9401 | 527.579 | 37.8961 | 3239.6717
VA | INSIG | INDUSTRIAL | Marva Maid Dairy - Newport News | VAG750148 | 001 | 1 | 0% | 0.0028015 | 0.0028015 | 0.11459 | 8.1776 | 29.918 | 0.98257 | 70.1176 | 256.5279 | 0.63664 | 44.4653 | 28.8979 | 0.11497 | 8.2045 | 30.0164 | 0.98096 | 70.0027 | 256.1074 | 0.63559 | 44.3925 | 28.8505 | 0.16406 | 11.7079 | 85.6673 | 1.3998 | 99.8944 | 730.9344 | 0.907 | 63.3484 | 82.3398
VA | INSIG | INDUSTRIAL | Marzoli Robert and Nancy Residence | VAG250089 | 001 | 1 | 0% | 0.014008 | 0.014008 | 2.5397 | 1.4711 | 14.959 | 108.8825 | 63.0668 | 641.3198 | 78.4321 | 48.1838 | 362.3347 | 2.5481 | 1.4759 | 15.0082 | 108.704 | 62.9634 | 640.2685 | 78.3036 | 48.1048 | 361.7407 | 3.6361 | 2.1061 | 42.8337 | 155.1214 | 89.8492 | 1827.336 | 111.7398 | 68.6459 | 1032.4134
VA | INSIG | INDUSTRIAL | Mechanicsville Concrete Incorporated - Goochland | VAG110161 | 001 | 1 | 0% | 0.00070038 | 0.00070038 | 26.1765 | 3.1923 | 14.959 | 56.1116 | 6.8429 | 32.066 | 29.9368 | 3.7784 | 9.0707 | 26.2626 | 3.2028 | 15.0082 | 56.0196 | 6.8317 | 32.0134 | 29.8877 | 3.7723 | 9.0558 | 37.4769 | 4.5704 | 42.8337 | 79.9404 | 9.7488 | 91.3668 | 42.65 | 5.383 | 25.8453
VA | INSIG | INDUSTRIAL | Mechanicsville Concrete Incorporated - Portugee Rd | VAG110160 | 001 | 1 | 0% | 0.00070038 | 0.00070038 | 26.1765 | 3.1923 | 14.959 | 56.1116 | 6.8429 | 32.066 | 6.973 | 1.9694 | 0.047768 | 26.2626 | 3.2028 | 15.0082 | 56.0196 | 6.8317 | 32.0134 | 6.9615 | 1.9661 | 0.047689 | 37.4769 | 4.5704 | 42.8337 | 79.9404 | 9.7488 | 91.3668 | 9.9341 | 2.8057 | 0.13611
VA | INSIG | INDUSTRIAL | Medlin Motor Company Incorporated | VAG750116 | 001 | 1 | 0% | 0.0028015 | 0.0028015 | 0.11172 | 8.1776 | 29.918 | 0.9579 | 70.1176 | 256.5279 | 0.45571 | 56.5527 | 188.7528 | 0.11208 | 8.2045 | 30.0164 | 0.95633 | 70.0027 | 256.1074 | 0.45496 | 56.46 | 188.4434 | 0.15994 | 11.7079 | 85.6673 | 1.3647 | 99.8944 | 730.9344 | 0.64923 | 80.5689 | 537.8202
VA | INSIG | INDUSTRIAL | Metro Machine Corporation | VA0073091 | 001 | 1 | 0% | 0.37646 | 0.37646 | 1.1076 | 0.46355 | 2.8278 | 1276.1966 | 534.0954 | 3258.1519 | 1266.0876 | 514.6601 | 2249.6168 | 1.1113 | 0.46508 | 2.8371 | 1274.1045 | 533.2199 | 3252.8107 | 1264.0121 | 513.8164 | 2245.9289 | 1.5858 | 0.66367 | 8.0972 | 1818.1568 | 760.9088 | 9283.5711 | 1803.7548 | 733.2199 | 6409.915
VA | INSIG | INDUSTRIAL | Metro Ready Mix - Puddledock | VAG110255 | 001 | 1 | 0% | 0.00070038 | 0.00070038 | 26.1765 | 3.1923 | 14.959 | 56.1116 | 6.8429 | 32.066 | 43.5492 | 4.4351 | 7.2404 | 26.2626 | 3.2028 | 15.0082 | 56.0196 | 6.8317 | 32.0134 | 43.4778 | 4.4278 | 7.2285 | 37.4769 | 4.5704 | 42.8337 | 79.9404 | 9.7488 | 91.3668 | 62.0431 | 6.3185 | 20.6302
VA | INSIG | INDUSTRIAL | Metro Ready Mix - South Creek | VAG110229 | 001 | 1 | 0% | 0.00070038 | 0.00070038 | 26.1765 | 3.1923 | 14.959 | 56.1116 | 6.8429 | 32.066 | 34.6455 | 3.9136 | 8.9739 | 26.2626 | 3.2028 | 15.0082 | 56.0196 | 6.8317 | 32.0134 | 34.5887 | 3.9072 | 8.9592 | 37.4769 | 4.5704 | 42.8337 | 79.9404 | 9.7488 | 91.3668 | 49.3584 | 5.5756 | 25.5696
VA | INSIG | INDUSTRIAL | Metromont | VAG110295 | 001 | 1 | 0% | 0.00070038 | 0.00070038 | 26.1765 | 3.1923 | 14.959 | 56.1116 | 6.8429 | 32.066 | 50.414 | 5.7356 | 10.3127 | 26.2626 | 3.2028 | 15.0082 | 56.0196 | 6.8317 | 32.0134 | 50.3313 | 5.7262 | 10.2958 | 37.4769 | 4.5704 | 42.8337 | 79.9404 | 9.7488 | 91.3668 | 71.8232 | 8.1714 | 29.3843
VA | INSIG | INDUSTRIAL | Mickies Car Wash and Detail | VAG750171 | 001 | 1 | 0% | 0.0028015 | 0.0028015 | 0.11459 | 8.1776 | 29.918 | 0.98257 | 70.1176 | 256.5279 | 0.98257 | 70.1176 | 256.5279 | 0.11497 | 8.2045 | 30.0164 | 0.98096 | 70.0027 | 256.1074 | 0.98096 | 70.0027 | 256.1074 | 0.16406 | 11.7079 | 85.6673 | 1.3998 | 99.8944 | 730.9344 | 1.3998 | 99.8944 | 730.9344
VA | INSIG | INDUSTRIAL | Mid Atlantic Materials - King George | VAG840112 | 001 | 1 | 0% | 0.14008 | 0.14008 | 1.5505 | 0.18908 | 27.7317 | 664.7067 | 81.0618 | 11889.0628 | 609.6221 | 51.9288 | 2779.2908 | 1.5556 | 0.1897 | 27.8229 | 663.617 | 80.9289 | 11869.5725 | 608.6227 | 51.8437 | 2774.7345 | 2.2198 | 0.27071 | 79.4069 | 946.9865 | 115.4862 | 33875.9401 | 868.5093 | 73.9813 | 7919.1345
VA | INSIG | INDUSTRIAL | Mid Atlantic Materials - Port Royal | VAG840195 | 001 | 1 | 0% | 0.14008 | 0.14008 | 1.5505 | 0.18908 | 27.7317 | 664.7067 | 81.0618 | 11889.0628 | 452.2971 | 22.2553 | 325.2725 | 1.5556 | 0.1897 | 27.8229 | 663.617 | 80.9289 | 11869.5725 | 451.5556 | 22.2189 | 324.7393 | 2.2198 | 0.27071 | 79.4069 | 946.9865 | 115.4862 | 33875.9401 | 644.3733 | 31.7065 | 926.8108
VA | INSIG | INDUSTRIAL | Mid Atlantic Materials Inc - Ashland Plant | VAG840210 | 001 | 1 | 0% | 0.14008 | 0.14008 | 1.5505 | 0.18908 | 27.7317 | 664.7067 | 81.0618 | 11889.0628 | 418.3081 | 38.2789 | 3265.0822 | 1.5556 | 0.1897 | 27.8229 | 663.617 | 80.9289 | 11869.5725 | 417.6224 | 38.2162 | 3259.7296 | 2.2198 | 0.27071 | 79.4069 | 946.9865 | 115.4862 | 33875.9401 | 595.9503 | 54.5348 | 9303.3178
VA | INSIG | INDUSTRIAL | Mid Atlantic Materials Inc - Hickory Hill | VAG840171 | 001 | 1 | 0% | 0.14008 | 0.14008 | 1.5505 | 0.18908 | 27.7317 | 664.7067 | 81.0618 | 11889.0628 | 528.3165 | 44.9945 | 2067.5889 | 1.5556 | 0.1897 | 27.8229 | 663.617 | 80.9289 | 11869.5725 | 527.4504 | 44.9208 | 2064.1994 | 2.2198 | 0.27071 | 79.4069 | 946.9865 | 115.4862 | 33875.9401 | 752.6757 | 64.1023 | 5891.2563
VA | INSIG | INDUSTRIAL | Mid Atlantic Materials Incorporated - Charles City | VAG840141 | 001 | 1 | 0% | 0.14008 | 0.14008 | 1.5505 | 0.18908 | 27.7317 | 664.7067 | 81.0618 | 11889.0628 | 467.2426 | 29.1301 | 781.8281 | 1.5556 | 0.1897 | 27.8229 | 663.617 | 80.9289 | 11869.5725 | 466.4766 | 29.0823 | 780.5464 | 2.2198 | 0.27071 | 79.4069 | 946.9865 | 115.4862 | 33875.9401 | 665.6657 | 41.5007 | 2227.6913
VA | INSIG | INDUSTRIAL | Mid Atlantic Materials Incorporated - Manassas | VAG110070 | 001 | 1 | 0% | 0.00070038 | 0.00070038 | 26.1765 | 3.1923 | 14.959 | 56.1116 | 6.8429 | 32.066 | 30.2739 | 3.6255 | 3.7356 | 26.2626 | 3.2028 | 15.0082 | 56.0196 | 6.8317 | 32.0134 | 30.2243 | 3.6196 | 3.7295 | 37.4769 | 4.5704 | 42.8337 | 79.9404 | 9.7488 | 91.3668 | 43.1303 | 5.1651 | 10.6439
VA | INSIG | INDUSTRIAL | Mobile Concrete Corporation Batch Plant | VAG110164 | 001 | 1 | 0% | 0.00070038 | 0.00070038 | 26.1765 | 3.1923 | 14.959 | 56.1116 | 6.8429 | 32.066 | 50.414 | 5.7356 | 10.3127 | 26.2626 | 3.2028 | 15.0082 | 56.0196 | 6.8317 | 32.0134 | 50.3313 | 5.7262 | 10.2958 | 37.4769 | 4.5704 | 42.8337 | 79.9404 | 9.7488 | 91.3668 | 71.8232 | 8.1714 | 29.3843
VA | INSIG | INDUSTRIAL | Mobjack Bay Seafood Incorporated | VAG524047 | 001 | 1 | 0% | 0.0016109 | 0.0016109 | 811.4086 | 85.5072 | 93.5568 | 4000.4521 | 421.5726 | 461.2588 | 4000.4521 | 421.5726 | 461.2588 | 814.0772 | 85.7885 | 93.8645 | 3993.8939 | 420.8814 | 460.5027 | 3993.8939 | 420.8814 | 460.5027 | 1161.6943 | 122.4208 | 267.8906 | 5699.317 | 600.601 | 1314.2816 | 5699.317 | 600.601 | 1314.2816
VA | INSIG | INDUSTRIAL | Modine Manufacturing Co - Buen | VA0002771 | 001 | 1 | 0% | 0.077743 | 0.077743 | 0.81825 | 0.29537 | 3.5175 | 194.6934 | 70.2797 | 836.9454 | 140.5735 | 58.4319 | 503.8546 | 0.82094 | 0.29634 | 3.5291 | 194.3742 | 70.1645 | 835.5734 | 140.343 | 58.3361 | 503.0286 | 1.1715 | 0.42288 | 10.072 | 277.3735 | 100.1253 | 2384.7392 | 200.2706 | 83.2461 | 1435.6513
VA | INSIG | INDUSTRIAL | Montebello Fish Culture Statio | VA0091243 | 001 | 1 | 0% | 0.64372 | 0.64372 | 10.1525 | 1.3537 | 0.32399 | 20002.2603 | 2666.968 | 638.3159 | 8654.0273 | 1636.0583 | 260.3454 | 10.1859 | 1.3581 | 0.32506 | 19969.4697 | 2662.596 | 637.2695 | 8639.8404 | 1633.3763 | 259.9186 | 14.5354 | 1.9381 | 0.92771 | 28496.5848 | 3799.5446 | 1818.7767 | 12329.1177 | 2330.8403 | 741.8117
VA | INSIG | INDUSTRIAL | Motiva Enterprises LLC - Fairf | VA0002283 | 001 | 1 | 0% | 0.059252 | 0.059252 | 11.1761 | 2.9451 | 11.0265 | 2026.7646 | 534.0954 | 1999.6213 | 1663.381 | 472.9384 | 539.7616 | 11.2129 | 2.9548 | 11.0627 | 2023.442 | 533.2199 | 1996.3433 | 1660.6541 | 472.1631 | 538.8767 | 16.0009 | 4.2166 | 31.5732 | 2887.4671 | 760.9088 | 5697.5939 | 2369.766 | 673.7804 | 1537.9624
VA | INSIG | INDUSTRIAL | Motiva Enterprises LLC - Richm | VA0005720 | 001 | 1 | 0% | 0.01863 | 0.01863 | 11.1762 | 6.9851 | 2.0298 | 637.2591 | 398.2876 | 115.7389 | 603.1047 | 362.8393 | 41.7121 | 11.2129 | 7.0081 | 2.0365 | 636.2144 | 397.6347 | 115.5492 | 602.116 | 362.2445 | 41.6437 | 16.0009 | 10.0006 | 5.8122 | 907.8828 | 567.4278 | 329.7791 | 859.2241 | 516.9256 | 118.8519
VA | INSIG | INDUSTRIAL | Motiva Enterprises LLC - Sprin | VA0001988 | 001 | 1 | 0% | 0.016739 | 0.016739 | 11.1761 | 6.9851 | 0.43351 | 572.5742 | 357.8581 | 22.2097 | 489.3297 | 327.4479 | 5.6103 | 11.2129 | 7.0081 | 0.43494 | 571.6355 | 357.2715 | 22.1733 | 488.5275 | 326.9111 | 5.6011 | 16.0009 | 10.0005 | 1.2413 | 815.7282 | 509.8291 | 63.2828 | 697.1325 | 466.5046 | 15.9856
VA | INSIG | INDUSTRIAL | Motts Run WTP | VA0089460 | 001 | 1 | 0% | 0.38241 | 0.38241 | 0 | 0.099727 | 14.959 | 0 | 116.7202 | 17508.0316 | 0 | 97.7589 | 8735.6503 | 0 | 0.10005 | 15.0082 | 0 | 116.5289 | 17479.3299 | 0 | 97.5986 | 8721.3295 | 0 | 0.14278 | 42.8337 | 0 | 166.2876 | 49886.2728 | 0 | 139.274 | 24890.8068
VA | INSIG | INDUSTRIAL | MWAA - Washington Dulles Inter | VA0089541 | 001 | 1 | 0% | 0.0070038 | 0.0070038 | 1719.7402 | 549.3044 | 617.2835 | 36864.1728 | 11774.8324 | 13232.0251 | 21890.1963 | 6648.1687 | 4521.5295 | 1725.3962 | 551.111 | 619.3137 | 36803.7397 | 11755.5294 | 13210.3332 | 21854.3108 | 6637.2701 | 4514.1171 | 2462.1535 | 786.4396 | 1767.5306 | 52519.2158 | 16775.2295 | 37702.4915 | 31186.2672 | 9471.4347 | 12883.3587
VA | INSIG | INDUSTRIAL | Nandua Seafood Company LLC | VAG523011 | 001 | 1 | 0% | 0.0016109 | 0.0016109 | 811.4086 | 85.5072 | 647.0751 | 4000.4521 | 421.5726 | 3190.2458 | 4000.4521 | 421.5726 | 3190.2458 | 814.0772 | 85.7885 | 649.2032 | 3993.8939 | 420.8814 | 3185.0159 | 3993.8939 | 420.8814 | 3185.0159 | 1161.6943 | 122.4208 | 1852.8358 | 5699.317 | 600.601 | 9090.0836 | 5699.317 | 600.601 | 9090.0836
VA | INSIG | INDUSTRIAL | Nansemond Pre Cast Concrete Company Inc | VAG110239 | 001 | 1 | 0% | 0.00070038 | 0.00070038 | 26.1765 | 3.1923 | 14.959 | 56.1116 | 6.8429 | 32.066 | 11.7681 | 0.88792 | 0.0096385 | 26.2626 | 3.2028 | 15.0082 | 56.0196 | 6.8317 | 32.0134 | 11.7488 | 0.88647 | 0.0096227 | 37.4769 | 4.5704 | 42.8337 | 79.9404 | 9.7488 | 91.3668 | 16.7656 | 1.265 | 0.027463
VA | INSIG | INDUSTRIAL | NASA Langley | VAG750198 | 001 | 1 | 0% | 0.0028015 | 0.0028015 | 0.11459 | 8.1776 | 29.918 | 0.98257 | 70.1176 | 256.5279 | 0.9159 | 56.3563 | 84.5326 | 0.11497 | 8.2045 | 30.0164 | 0.98096 | 70.0027 | 256.1074 | 0.91439 | 56.2639 | 84.394 | 0.16406 | 11.7079 | 85.6673 | 1.3998 | 99.8944 | 730.9344 | 1.3048 | 80.289 | 240.8618
VA | INSIG | INDUSTRIAL | National Fruit Product Co Inc | VA0051373 | 001 | 1 | 0% | 0.07221 | 0.07221 | 0.96794 | 0.74841 | 8.3871 | 213.9192 | 165.4027 | 1853.5829 | 164.3518 | 132.5755 | 1362.6047 | 0.97113 | 0.75088 | 8.4147 | 213.5685 | 165.1315 | 1850.5442 | 164.0824 | 132.3582 | 1360.3709 | 1.3858 | 1.0715 | 24.0156 | 304.7639 | 235.6439 | 5281.4813 | 234.1468 | 188.8761 | 3882.5193
VA | INSIG | INDUSTRIAL | National Reconnaissance Office | VAG250034 | 001 | 1 | 0% | 0.014008 | 0.014008 | 2.5397 | 1.4711 | 14.959 | 108.8825 | 63.0668 | 641.3198 | 60.7384 | 23.4719 | 44.6917 | 2.5481 | 1.4759 | 15.0082 | 108.704 | 62.9634 | 640.2685 | 60.6389 | 23.4334 | 44.6184 | 3.6361 | 2.1061 | 42.8337 | 155.1214 | 89.8492 | 1827.336 | 86.5321 | 33.4397 | 127.3417
VA | INSIG | INDUSTRIAL | Naval Weapons Station | VA0087408 | 001 | 1 | 0% | 0.56731 | 0.56731 | 2.304 | 0.3072 | 1.3782 | 4000.4521 | 533.3936 | 2392.902 | 3485.3287 | 457.6428 | 870.9225 | 2.3116 | 0.30821 | 1.3827 | 3993.8939 | 532.5192 | 2388.9792 | 3479.615 | 456.8925 | 869.4948 | 3.2986 | 0.43982 | 3.9462 | 5699.317 | 759.9089 | 6818.1829 | 4965.437 | 651.9891 | 2481.5513
VA | INSIG | INDUSTRIAL | Nestle Purina Pet Care Co - Golden Products Divisi | VAG840082 | 001 | 1 | 0% | 0.14008 | 0.14008 | 1.5505 | 0.18908 | 27.7317 | 664.7067 | 81.0618 | 11889.0628 | 501.7218 | 36.8575 | 1738.2999 | 1.5556 | 0.1897 | 27.8229 | 663.617 | 80.9289 | 11869.5725 | 500.8993 | 36.797 | 1735.4502 | 2.2198 | 0.27071 | 79.4069 | 946.9865 | 115.4862 | 33875.9401 | 714.7871 | 52.5097 | 4953.0012
VA | INSIG | INDUSTRIAL | New Canton Concrete | VAG110048 | 001 | 1 | 0% | 0.00070038 | 0.00070038 | 26.1765 | 3.1923 | 14.959 | 56.1116 | 6.8429 | 32.066 | 36.7746 | 4.0704 | 13.7553 | 26.2626 | 3.2028 | 15.0082 | 56.0196 | 6.8317 | 32.0134 | 36.7143 | 4.0637 | 13.7328 | 37.4769 | 4.5704 | 42.8337 | 79.9404 | 9.7488 | 91.3668 | 52.3916 | 5.799 | 39.1936
VA | INSIG | INDUSTRIAL | New Market Poultry 2007 LLC | VA0054453 | 001 | 1 | 0% | 0.18308 | 0.18308 | 24.19 | 2.0266 | 41.8154 | 13554.5142 | 1135.5669 | 23430.6246 | 8560.1363 | 901.4924 | 17632.2438 | 24.2696 | 2.0333 | 41.953 | 13532.2937 | 1133.7053 | 23392.2138 | 8546.1033 | 900.0145 | 17603.3385 | 34.6329 | 2.9015 | 119.7344 | 19310.6857 | 1617.8061 | 66761.7329 | 12195.3543 | 1284.3276 | 50240.1952
VA | INSIG | INDUSTRIAL | Newport News - Williamsburg In | VA0089681 | 001 | 1 | 0% | 0.0070038 | 0.0070038 | 1719.7402 | 549.3044 | 617.2835 | 36864.1728 | 11774.8324 | 13232.0251 | 25456.2817 | 3996.8762 | 684.8482 | 1725.3962 | 551.111 | 619.3137 | 36803.7397 | 11755.5294 | 13210.3332 | 25414.5501 | 3990.3239 | 683.7255 | 2462.1535 | 786.4396 | 1767.5306 | 52519.2158 | 16775.2295 | 37702.4915 | 36266.7558 | 5694.2225 | 1951.363
VA | INSIG | INDUSTRIAL | Newport News City - Public Works Operation Center | VAG750039 | 001 | 1 | 0% | 0.0028015 | 0.0028015 | 0.11459 | 8.1776 | 29.918 | 0.98257 | 70.1176 | 256.5279 | 0.64123 | 18.3064 | 6.3997 | 0.11497 | 8.2045 | 30.0164 | 0.98096 | 70.0027 | 256.1074 | 0.64018 | 18.2764 | 6.3893 | 0.16406 | 11.7079 | 85.6673 | 1.3998 | 99.8944 | 730.9344 | 0.91354 | 26.0805 | 18.235
VA | INSIG | INDUSTRIAL | Norfolk City - Public Works - Municipal Car Wash | VAG750131 | 001 | 1 | 0% | 0.0028015 | 0.0028015 | 0.11459 | 8.1776 | 29.918 | 0.98257 | 70.1176 | 256.5279 | 0.97673 | 68.6628 | 141.1031 | 0.11497 | 8.2045 | 30.0164 | 0.98096 | 70.0027 | 256.1074 | 0.97513 | 68.5502 | 140.8718 | 0.16406 | 11.7079 | 85.6673 | 1.3998 | 99.8944 | 730.9344 | 1.3915 | 97.8217 | 402.0503
VA | INSIG | INDUSTRIAL | Norfolk International Airport | VA0089737 | 001 | 1 | 0% | 0.0070038 | 0.0070038 | 186.624 | 24.8832 | 617.2835 | 4000.4521 | 533.3936 | 13232.0251 | 1942.1575 | 22.8582 | 48.7237 | 187.2378 | 24.965 | 619.3137 | 3993.8939 | 532.5192 | 13210.3332 | 1938.9736 | 22.8207 | 48.6438 | 267.1897 | 35.6253 | 1767.5306 | 5699.317 | 759.9089 | 37702.4915 | 2766.93 | 32.5653 | 138.8302
VA | INSIG | INDUSTRIAL | Norfolk Oil Transit Incorporat | VA0054828 | 001 | 1 | 0% | 0.05449 | 0.05449 | 0.011521 | 3.2026 | 1.7457 | 1.9214 | 534.0954 | 291.1274 | 1.9214 | 534.0954 | 291.1274 | 0.011559 | 3.2131 | 1.7514 | 1.9183 | 533.2199 | 290.6502 | 1.9183 | 533.2199 | 290.6502 | 0.016495 | 4.5851 | 4.9986 | 2.7374 | 760.9088 | 829.52 | 2.7374 | 760.9088 | 829.52
VA | INSIG | INDUSTRIAL | Norfolk Southern Railway Compa | VA0003409 | 001 | 1 | 0% | 0.38563 | 0.38563 | 0.0067992 | 0.45252 | 1.613 | 8.0249 | 534.0954 | 1903.8146 | 8.0249 | 534.0954 | 1903.8146 | 0.0068216 | 0.45401 | 1.6184 | 8.0117 | 533.2199 | 1900.6936 | 8.0117 | 533.2199 | 1900.6936 | 0.0097345 | 0.64788 | 4.6188 | 11.4328 | 760.9088 | 5424.6083 | 11.4328 | 760.9088 | 5424.6083
VA | INSIG | INDUSTRIAL | Northeast Creek WTP | VA0058891 | 001 | 1 | 0% | 0.035019 | 0.035019 | 0 | 0.099727 | 14.959 | 0 | 10.6887 | 1603.2996 | 0 | 5.0163 | 370.7718 | 0 | 0.10005 | 15.0082 | 0 | 10.6711 | 1600.6712 | 0 | 5.0081 | 370.1639 | 0 | 0.14278 | 42.8337 | 0 | 15.2278 | 4568.34 | 0 | 7.1466 | 1056.4535
VA | INSIG | INDUSTRIAL | Northrop Grumman Shipbuilding | VA0004804 | 001 | 1 | 0% | 12.3355 | 12.3355 | 0.084781 | 0.011304 | 0.35434 | 4000.4521 | 533.3936 | 16719.8075 | 4000.4521 | 533.3936 | 16719.8075 | 0.10631 | 0.014175 | 0.44432 | 3993.8939 | 532.5192 | 16692.398 | 3993.8939 | 532.5192 | 16692.398 | 0.1517 | 0.020227 | 1.2681 | 5699.317 | 759.9089 | 47640.357 | 5699.317 | 759.9089 | 47640.357
VA | INSIG | INDUSTRIAL | Nottingham Clams Incorporated | VAG523054 | 001 | 1 | 0% | 0.0016109 | 0.0016109 | 811.4086 | 85.5072 | 21.2154 | 4000.4521 | 421.5726 | 104.5973 | 4000.4521 | 421.5726 | 104.5973 | 814.0772 | 85.7885 | 21.2852 | 3993.8939 | 420.8814 | 104.4259 | 3993.8939 | 420.8814 | 104.4259 | 1161.6943 | 122.4208 | 60.7482 | 5699.317 | 600.601 | 298.033 | 5699.317 | 600.601 | 298.033
VA | INSIG | INDUSTRIAL | Ocean Marine Yacht Center | VA0090778 | 001 | 1 | 0% | 0.0070038 | 0.0070038 | 186.624 | 24.8832 | 617.2835 | 4000.4521 | 533.3936 | 13232.0251 | 3966.5642 | 521.8306 | 8131.8495 | 187.2378 | 24.965 | 619.3137 | 3993.8939 | 532.5192 | 13210.3332 | 3960.0617 | 520.9752 | 8118.5186 | 267.1897 | 35.6253 | 1767.5306 | 5699.317 | 759.9089 | 37702.4915 | 5651.038 | 743.4355 | 23170.3753
VA | INSIG | INDUSTRIAL | Old Castle Precast Incorporated | VAG110107 | 001 | 1 | 0% | 0.00070038 | 0.00070038 | 26.1765 | 3.1923 | 14.959 | 56.1116 | 6.8429 | 32.066 | 39.6338 | 3.0129 | 3.3495 | 26.2626 | 3.2028 | 15.0082 | 56.0196 | 6.8317 | 32.0134 | 39.5688 | 3.008 | 3.344 | 37.4769 | 4.5704 | 42.8337 | 79.9404 | 9.7488 | 91.3668 | 56.465 | 4.2924 | 9.5438
VA | INSIG | INDUSTRIAL | Old Dominion Electric Cooperative - Marsh Run | VA0091448 | 001 | 1 | 0% | 0.0042023 | 0.0042023 | 1555.1998 | 207.36 | 21.0559 | 20002.2603 | 2666.968 | 270.811 | 18876.3825 | 2636.4755 | 194.1486 | 1560.3146 | 208.0419 | 21.1251 | 19969.4697 | 2662.596 | 270.367 | 18845.4376 | 2632.1534 | 193.8303 | 2226.5808 | 296.8774 | 60.2914 | 28496.5848 | 3799.5446 | 771.6315 | 26892.5824 | 3756.1029 | 553.1948
VA | INSIG | INDUSTRIAL | Old Point Packing Inc - 817 Jefferson Ave | VAG523015 | 001 | 1 | 0% | 0.0016109 | 0.0016109 | 811.4086 | 85.5072 | 21.2154 | 4000.4521 | 421.5726 | 104.5973 | 3965.6653 | 411.0409 | 36.6736 | 814.0772 | 85.7885 | 21.2852 | 3993.8939 | 420.8814 | 104.4259 | 3959.1642 | 410.367 | 36.6135 | 1161.6943 | 122.4208 | 60.7482 | 5699.317 | 600.601 | 298.033 | 5649.7574 | 585.5969 | 104.4954
VA | INSIG | INDUSTRIAL | Old River Road Land Company Mine | VAG840208 | 001 | 1 | 0% | 0.14008 | 0.14008 | 1.5505 | 0.18908 | 27.7317 | 664.7067 | 81.0618 | 11889.0628 | 377.763 | 8.0205 | 99.1455 | 1.5556 | 0.1897 | 27.8229 | 663.617 | 80.9289 | 11869.5725 | 377.1437 | 8.0074 | 98.9829 | 2.2198 | 0.27071 | 79.4069 | 946.9865 | 115.4862 | 33875.9401 | 538.1869 | 11.4266 | 282.4988
VA | INSIG | INDUSTRIAL | O-N Minerals Chemstone Company - Clear Brook | VAG840024 | 001 | 1 | 0% | 0.14008 | 0.14008 | 1.5505 | 0.18908 | 27.7317 | 664.7067 | 81.0618 | 11889.0628 | 484.0386 | 58.1214 | 7033.0429 | 1.5556 | 0.1897 | 27.8229 | 663.617 | 80.9289 | 11869.5725 | 483.2451 | 58.0261 | 7021.5133 | 2.2198 | 0.27071 | 79.4069 | 946.9865 | 115.4862 | 33875.9401 | 689.5945 | 82.8037 | 20039.5055
VA | INSIG | INDUSTRIAL | O-N Minerals Chemstone Company - Middletown | VAG840042 | 001 | 1 | 0% | 0.14008 | 0.14008 | 1.5505 | 0.18908 | 27.7317 | 664.7067 | 81.0618 | 11889.0628 | 588.3795 | 57.7046 | 8470.6697 | 1.5556 | 0.1897 | 27.8229 | 663.617 | 80.9289 | 11869.5725 | 587.415 | 57.61 | 8456.7833 | 2.2198 | 0.27071 | 79.4069 | 946.9865 | 115.4862 | 33875.9401 | 838.2456 | 82.21 | 24135.7879
VA | INSIG | INDUSTRIAL | O-N Minerals Chemstone Company - Strasburg | VAG840027 | 001 | 1 | 0% | 0.14008 | 0.14008 | 1.5505 | 0.18908 | 27.7317 | 664.7067 | 81.0618 | 11889.0628 | 602.0095 | 57.6175 | 5885.3886 | 1.5556 | 0.1897 | 27.8229 | 663.617 | 80.9289 | 11869.5725 | 601.0226 | 57.523 | 5875.7405 | 2.2198 | 0.27071 | 79.4069 | 946.9865 | 115.4862 | 33875.9401 | 857.6638 | 82.0858 | 16769.4524
VA | INSIG | INDUSTRIAL | O-N Minerals Co - Pico Quarry | VAG840065 | 001 | 1 | 0% | 0.14008 | 0.14008 | 1.5505 | 0.18908 | 27.7317 | 664.7067 | 81.0618 | 11889.0628 | 362.7332 | 55.7418 | 5205.7523 | 1.5556 | 0.1897 | 27.8229 | 663.617 | 80.9289 | 11869.5725 | 362.1386 | 55.6504 | 5197.2183 | 2.2198 | 0.27071 | 79.4069 | 946.9865 | 115.4862 | 33875.9401 | 516.7745 | 79.4136 | 14832.9399
VA | INSIG | INDUSTRIAL | O-N Minerals Co - Plant 1 (Calara) | VAG840049 | 001 | 1 | 0% | 0.14008 | 0.14008 | 1.5505 | 0.18908 | 27.7317 | 664.7067 | 81.0618 | 11889.0628 | 399.5837 | 50.7773 | 5916.8261 | 1.5556 | 0.1897 | 27.8229 | 663.617 | 80.9289 | 11869.5725 | 398.9287 | 50.6941 | 5907.1264 | 2.2198 | 0.27071 | 79.4069 | 946.9865 | 115.4862 | 33875.9401 | 569.2743 | 72.3408 | 16859.0284
VA | INSIG | INDUSTRIAL | O-N Minerals Co - Plant 2 (Sherwood ) | VAG840064 | 001 | 1 | 0% | 0.14008 | 0.14008 | 1.5505 | 0.18908 | 27.7317 | 664.7067 | 81.0618 | 11889.0628 | 386.2385 | 50.7773 | 5916.8261 | 1.5556 | 0.1897 | 27.8229 | 663.617 | 80.9289 | 11869.5725 | 385.6054 | 50.6941 | 5907.1264 | 2.2198 | 0.27071 | 79.4069 | 946.9865 | 115.4862 | 33875.9401 | 550.2618 | 72.3408 | 16859.0284
VA | INSIG | INDUSTRIAL | O-N Minerals Co - Rocky Point | VAG840048 | 001 | 1 | 0% | 0.14008 | 0.14008 | 1.5505 | 0.18908 | 27.7317 | 664.7067 | 81.0618 | 11889.0628 | 388.4584 | 50.7773 | 5916.8261 | 1.5556 | 0.1897 | 27.8229 | 663.617 | 80.9289 | 11869.5725 | 387.8215 | 50.6941 | 5907.1264 | 2.2198 | 0.27071 | 79.4069 | 946.9865 | 115.4862 | 33875.9401 | 553.4243 | 72.3408 | 16859.0284
VA | INSIG | INDUSTRIAL | Orange Town WTP | VA0053121 | 001 | 1 | 0% | 0.14008 | 0.14008 | 0 | 0.099727 | 14.959 | 0 | 42.7547 | 6413.1984 | 0 | 45.393 | 5295.526 | 0 | 0.10005 | 15.0082 | 0 | 42.6846 | 6402.685 | 0 | 45.3186 | 5286.8448 | 0 | 0.14278 | 42.8337 | 0 | 60.9112 | 18273.36 | 0 | 64.6699 | 15088.7352
VA | INSIG | INDUSTRIAL | Orndorff Rainbow Trout Farm | VA0091201 | 001 | 1 | 0% | 0.51268 | 0.51268 | 11.1761 | 1.6997 | 0.79322 | 17536.558 | 2666.968 | 1244.6454 | 7826.2544 | 1486.9823 | 253.7977 | 11.2129 | 1.7053 | 0.79583 | 17507.8095 | 2662.596 | 1242.605 | 7813.4244 | 1484.5446 | 253.3816 | 16.0009 | 2.4334 | 2.2713 | 24983.777 | 3799.5446 | 3546.4134 | 11149.8159 | 2118.4564 | 723.1549
VA | INSIG | INDUSTRIAL | Pagan River Dockside Seafood Inc | VAG523052 | 001 | 1 | 0% | 0.0016109 | 0.0016109 | 811.4086 | 85.5072 | 93.5568 | 4000.4521 | 421.5726 | 461.2588 | 4000.4521 | 421.5726 | 461.2588 | 814.0772 | 85.7885 | 93.8645 | 3993.8939 | 420.8814 | 460.5027 | 3993.8939 | 420.8814 | 460.5027 | 1161.6943 | 122.4208 | 267.8906 | 5699.317 | 600.601 | 1314.2816 | 5699.317 | 600.601 | 1314.2816
VA | INSIG | INDUSTRIAL | Park Headquarters Vehicle Car Wash | VAG750117 | 001 | 1 | 0% | 0.0028015 | 0.0028015 | 0.11459 | 8.1776 | 29.918 | 0.98257 | 70.1176 | 256.5279 | 0.72243 | 55.858 | 168.2551 | 0.11497 | 8.2045 | 30.0164 | 0.98096 | 70.0027 | 256.1074 | 0.72124 | 55.7664 | 167.9793 | 0.16406 | 11.7079 | 85.6673 | 1.3998 | 99.8944 | 730.9344 | 1.0292 | 79.5791 | 479.4155
VA | INSIG | INDUSTRIAL | Perdue Grain and Oilseed LLC - | VA0004448 | 001 | 1 | 0% | 0.15093 | 0.15093 | 8.66 | 1.1547 | 178.3116 | 4000.4521 | 533.3936 | 82369.9049 | 4000.4521 | 533.3936 | 82369.9049 | 8.6885 | 1.1585 | 178.8981 | 3993.8939 | 532.5192 | 82234.8723 | 3993.8939 | 532.5192 | 82234.8723 | 12.3986 | 1.6531 | 510.5778 | 5699.317 | 759.9089 | 234699.573 | 5699.317 | 759.9089 | 234699.573
VA | INSIG | INDUSTRIAL | Perry Properties | VAG110300 | 001 | 1 | 0% | 0.00070038 | 0.00070038 | 26.1765 | 3.1923 | 14.959 | 56.1116 | 6.8429 | 32.066 | 37.8701 | 5.228 | 18.1167 | 26.2626 | 3.2028 | 15.0082 | 56.0196 | 6.8317 | 32.0134 | 37.808 | 5.2195 | 18.087 | 37.4769 | 4.5704 | 42.8337 | 79.9404 | 9.7488 | 91.3668 | 53.9523 | 7.4482 | 51.6207
VA | INSIG | INDUSTRIAL | Perry Properties | VAG750174 | 001 | 1 | 0% | 0.0028015 | 0.0028015 | 0.11459 | 8.1776 | 29.918 | 0.98257 | 70.1176 | 256.5279 | 0.66314 | 53.5707 | 144.9339 | 0.11497 | 8.2045 | 30.0164 | 0.98096 | 70.0027 | 256.1074 | 0.66205 | 53.4829 | 144.6963 | 0.16406 | 11.7079 | 85.6673 | 1.3998 | 99.8944 | 730.9344 | 0.94476 | 76.3205 | 412.9653
VA | INSIG | INDUSTRIAL | Petties Quality Cars and Car Wash | VAG750170 | 001 | 1 | 0% | 0.0028015 | 0.0028015 | 0.11459 | 8.1776 | 29.918 | 0.98257 | 70.1176 | 256.5279 | 0.89827 | 56.8791 | 77.6553 | 0.11497 | 8.2045 | 30.0164 | 0.98096 | 70.0027 | 256.1074 | 0.89679 | 56.7859 | 77.528 | 0.16406 | 11.7079 | 85.6673 | 1.3998 | 99.8944 | 730.9344 | 1.2797 | 81.0338 | 221.266
VA | INSIG | INDUSTRIAL | Pilot Travel Center 291 | VA0085871 | 001 | 1 | 0% | 0.29332 | 0.29332 | 11.1761 | 2.9708 | 11.0265 | 10033.2126 | 2666.968 | 9898.8384 | 1920.7494 | 149.2845 | 29.6946 | 11.2129 | 2.9805 | 11.0627 | 10016.7647 | 2662.596 | 9882.6108 | 1917.6006 | 149.0398 | 29.6459 | 16.0009 | 4.2533 | 31.5732 | 14293.9991 | 3799.5446 | 28205.1212 | 2736.4306 | 212.6809 | 84.6099
VA | INSIG | INDUSTRIAL | Pitts Lumber Company Incorpora | VA0083011 | 001 | 1 | 0% | 0.0093851 | 0.0093851 | 0.73838 | 18.594 | 1.5326 | 21.2094 | 534.0954 | 44.0237 | 7.9138 | 189.4471 | 5.3989 | 0.74081 | 18.6551 | 1.5377 | 21.1746 | 533.2199 | 43.9516 | 7.9009 | 189.1366 | 5.39 | 1.0571 | 26.621 | 4.3886 | 30.2163 | 760.9088 | 125.4384 | 11.2746 | 269.8993 | 15.3833
VA | INSIG | INDUSTRIAL | Port Allen Marine Services Inc | VA0086533 | 001 | 1 | 0% | 0.00063035 | 0.00063035 | 1.1073 | 276.8437 | 19.2602 | 2.1362 | 534.0954 | 37.1574 | 2.1362 | 534.0954 | 37.1574 | 1.1109 | 277.7543 | 19.3236 | 2.1327 | 533.2199 | 37.0965 | 2.1327 | 533.2199 | 37.0965 | 1.5853 | 396.3574 | 55.1497 | 3.0434 | 760.9088 | 105.8739 | 3.0434 | 760.9088 | 105.8739
VA | INSIG | INDUSTRIAL | PORT NORFOLK READY-MIX CONCRET | VAG110117 | 001 | 1 | 0% | 0.00070038 | 0.00070038 | 26.1765 | 3.1923 | 14.959 | 56.1116 | 6.8429 | 32.066 | 54.6563 | 6.1979 | 13.6551 | 26.2626 | 3.2028 | 15.0082 | 56.0196 | 6.8317 | 32.0134 | 54.5667 | 6.1878 | 13.6328 | 37.4769 | 4.5704 | 42.8337 | 79.9404 | 9.7488 | 91.3668 | 77.8671 | 8.83 | 38.9081
VA | INSIG | INDUSTRIAL | Powhatan Ready Mix - Ashland Ready Mix Plant | VAG110260 | 001 | 1 | 0% | 0.00070038 | 0.00070038 | 26.1765 | 3.1923 | 14.959 | 56.1116 | 6.8429 | 32.066 | 8.141 | 1.901 | 0.049539 | 26.2626 | 3.2028 | 15.0082 | 56.0196 | 6.8317 | 32.0134 | 8.1276 | 1.8979 | 0.049458 | 37.4769 | 4.5704 | 42.8337 | 79.9404 | 9.7488 | 91.3668 | 11.5982 | 2.7083 | 0.14115
VA | INSIG | INDUSTRIAL | Powhatan Ready Mix - Chesterfield Plant | VAG110159 | 001 | 1 | 0% | 0.00070038 | 0.00070038 | 26.1765 | 3.1923 | 14.959 | 56.1116 | 6.8429 | 32.066 | 19.6658 | 1.5145 | 0.91917 | 26.2626 | 3.2028 | 15.0082 | 56.0196 | 6.8317 | 32.0134 | 19.6335 | 1.512 | 0.91767 | 37.4769 | 4.5704 | 42.8337 | 79.9404 | 9.7488 | 91.3668 | 28.0172 | 2.1577 | 2.619
VA | INSIG | INDUSTRIAL | Powhatan Ready Mix - Flat Rock | VAG110165 | 001 | 1 | 0% | 0.00070038 | 0.00070038 | 26.1765 | 3.1923 | 14.959 | 56.1116 | 6.8429 | 32.066 | 15.4437 | 0.049211 | 0.0061498 | 26.2626 | 3.2028 | 15.0082 | 56.0196 | 6.8317 | 32.0134 | 15.4183 | 0.04913 | 0.0061397 | 37.4769 | 4.5704 | 42.8337 | 79.9404 | 9.7488 | 91.3668 | 22.0021 | 0.070109 | 0.017523
VA | INSIG | INDUSTRIAL | Powhatan Ready Mix - Petersburg Plant | VAG110158 | 001 | 1 | 0% | 0.00070038 | 0.00070038 | 26.1765 | 3.1923 | 14.959 | 56.1116 | 6.8429 | 32.066 | 45.2094 | 5.2128 | 10.8137 | 26.2626 | 3.2028 | 15.0082 | 56.0196 | 6.8317 | 32.0134 | 45.1353 | 5.2042 | 10.7959 | 37.4769 | 4.5704 | 42.8337 | 79.9404 | 9.7488 | 91.3668 | 64.4084 | 7.4264 | 30.8118
VA | INSIG | INDUSTRIAL | Powhatan Ready Mix- Bryan Park Plant | VAG110227 | 001 | 1 | 0% | 0.00070038 | 0.00070038 | 26.1765 | 3.1923 | 14.959 | 56.1116 | 6.8429 | 32.066 | 7.1625 | 1.6904 | 0.033131 | 26.2626 | 3.2028 | 15.0082 | 56.0196 | 6.8317 | 32.0134 | 7.1507 | 1.6876 | 0.033076 | 37.4769 | 4.5704 | 42.8337 | 79.9404 | 9.7488 | 91.3668 | 10.2042 | 2.4082 | 0.0944
VA | INSIG | INDUSTRIAL | Powhatan Waterworks Inc - Courthouse WTP 2 | VA0084565 | 001 | 1 | 0% | 0.00049027 | 0.00049027 | 0 | 0.099727 | 14.959 | 0 | 0.14964 | 22.4462 | 0 | 0.046008 | 1.9765 | 0 | 0.10005 | 15.0082 | 0 | 0.1494 | 22.4094 | 0 | 0.045933 | 1.9733 | 0 | 0.14278 | 42.8337 | 0 | 0.21319 | 63.9568 | 0 | 0.065547 | 5.6318
VA | INSIG | INDUSTRIAL | Pride Car Wash | VAG750172 | 001 | 1 | 0% | 0.0028015 | 0.0028015 | 0.11459 | 8.1776 | 29.918 | 0.98257 | 70.1176 | 256.5279 | 0.98257 | 70.1176 | 256.5279 | 0.11497 | 8.2045 | 30.0164 | 0.98096 | 70.0027 | 256.1074 | 0.98096 | 70.0027 | 256.1074 | 0.16406 | 11.7079 | 85.6673 | 1.3998 | 99.8944 | 730.9344 | 1.3998 | 99.8944 | 730.9344
VA | INSIG | INDUSTRIAL | Pride of VA Seafood Products Inc Reedville Plant | VAG524005 | 001 | 1 | 0% | 0.0016109 | 0.0016109 | 811.4086 | 85.5072 | 80.9038 | 4000.4521 | 421.5726 | 398.8767 | 3657.8297 | 302.4302 | 136.9567 | 814.0772 | 85.7885 | 81.1699 | 3993.8939 | 420.8814 | 398.2228 | 3651.8333 | 301.9344 | 136.7321 | 1161.6943 | 122.4208 | 231.6602 | 5699.317 | 600.601 | 1136.5338 | 5211.1938 | 430.8627 | 390.2356
VA | INSIG | INDUSTRIAL | Pride of Virginia Bait and Oyster Company Inc | VAG524039 | 001 | 1 | 0% | 0.0016109 | 0.0016109 | 811.4086 | 85.5072 | 80.9038 | 4000.4521 | 421.5726 | 398.8767 | 4000.4521 | 421.5726 | 398.8767 | 814.0772 | 85.7885 | 81.1699 | 3993.8939 | 420.8814 | 398.2228 | 3993.8939 | 420.8814 | 398.2228 | 1161.6943 | 122.4208 | 231.6602 | 5699.317 | 600.601 | 1136.5338 | 5699.317 | 600.601 | 1136.5338
VA | INSIG | INDUSTRIAL | Prince William County - Balls | VA0088510 | 001 | 1 | 0% | 0.07361 | 0.07361 | 25.0514 | 0.059199 | 2.9119 | 5643.8541 | 13.3371 | 656.0328 | 3003.26 | 7.3189 | 90.671 | 25.1338 | 0.059394 | 2.9215 | 5634.6019 | 13.3152 | 654.9573 | 2998.3366 | 7.3069 | 90.5223 | 35.8661 | 0.084756 | 8.338 | 8040.6196 | 19.0009 | 1869.2581 | 4278.6491 | 10.427 | 258.3521
VA | INSIG | INDUSTRIAL | Prince William County Yard Was | VA0086797 | 001 | 1 | 0% | 0.07354 | 0.07354 | 0.21041 | 0.39269 | 4.4324 | 47.358 | 88.3865 | 997.6264 | 25.3749 | 27.7189 | 78.5535 | 0.2111 | 0.39399 | 4.447 | 47.2804 | 88.2417 | 995.991 | 25.3333 | 27.6735 | 78.4247 | 0.30124 | 0.56222 | 12.6917 | 67.4695 | 125.9215 | 2842.5733 | 36.1508 | 39.4902 | 223.8254
VA | INSIG | INDUSTRIAL | Purcells Seafood Incorporated | VAG524034 | 001 | 1 | 0% | 0.0016109 | 0.0016109 | 811.4086 | 85.5072 | 21.2154 | 4000.4521 | 421.5726 | 104.5973 | 3894.9889 | 369.7992 | 41.2107 | 814.0772 | 85.7885 | 21.2852 | 3993.8939 | 420.8814 | 104.4259 | 3888.6037 | 369.193 | 41.1432 | 1161.6943 | 122.4208 | 60.7482 | 5699.317 | 600.601 | 298.033 | 5549.067 | 526.8411 | 117.4233
VA | INSIG | INDUSTRIAL | Purcellville Town WTP | VA0089940 | 001 | 1 | 0% | 0.030257 | 0.030257 | 0 | 0.099727 | 14.959 | 0 | 9.235 | 1385.2509 | 0 | 5.7385 | 486.1096 | 0 | 0.10005 | 15.0082 | 0 | 9.2199 | 1382.98 | 0 | 5.7291 | 485.3127 | 0 | 0.14278 | 42.8337 | 0 | 13.1568 | 3947.0458 | 0 | 8.1755 | 1385.0899
VA | INSIG | INDUSTRIAL | Quarles Petroleum - Fredericks | VA0029785 | 001 | 1 | 0% | 0.032078 | 0.032078 | 11.1761 | 5.4402 | 11.0265 | 1097.2308 | 534.0954 | 1082.5374 | 1048.8284 | 492.2216 | 497.6644 | 11.2129 | 5.4581 | 11.0627 | 1095.4321 | 533.2199 | 1080.7628 | 1047.109 | 491.4147 | 496.8486 | 16.0009 | 7.7887 | 31.5732 | 1563.1899 | 760.9088 | 3084.5133 | 1494.2324 | 701.2525 | 1418.0134
VA | INSIG | INDUSTRIAL | Quarles Petroleum - Newington | VA0057380 | 001 | 1 | 0% | 0.0033618 | 0.0033618 | 11.176 | 6.9853 | 11.0264 | 114.9929 | 71.8734 | 113.453 | 98.2745 | 65.7657 | 28.6589 | 11.2128 | 7.0083 | 11.0626 | 114.8044 | 71.7556 | 113.267 | 98.1134 | 65.6579 | 28.6119 | 16.0008 | 10.0009 | 31.573 | 163.8268 | 102.3958 | 323.2656 | 140.0086 | 93.6943 | 81.6589
VA | INSIG | INDUSTRIAL | Quikrete of Virginia - Chesapeake | VAG110293 | 001 | 1 | 0% | 0.00070038 | 0.00070038 | 26.1765 | 3.1923 | 14.959 | 56.1116 | 6.8429 | 32.066 | 54.8026 | 6.5625 | 9.7013 | 26.2626 | 3.2028 | 15.0082 | 56.0196 | 6.8317 | 32.0134 | 54.7128 | 6.5517 | 9.6854 | 37.4769 | 4.5704 | 42.8337 | 79.9404 | 9.7488 | 91.3668 | 78.0756 | 9.3494 | 27.6423
VA | INSIG | INDUSTRIAL | R R Beasley Incorporated - Callao | VAG110205 | 001 | 1 | 0% | 0.00070038 | 0.00070038 | 26.1765 | 3.1923 | 14.959 | 56.1116 | 6.8429 | 32.066 | 48.2456 | 3.3799 | 4.9759 | 26.2626 | 3.2028 | 15.0082 | 56.0196 | 6.8317 | 32.0134 | 48.1666 | 3.3743 | 4.9678 | 37.4769 | 4.5704 | 42.8337 | 79.9404 | 9.7488 | 91.3668 | 68.734 | 4.8152 | 14.1781
VA | INSIG | INDUSTRIAL | R R Beasley Incorporated - Kilmarnock | VAG110204 | 001 | 1 | 0% | 0.00070038 | 0.00070038 | 26.1765 | 3.1923 | 14.959 | 56.1116 | 6.8429 | 32.066 | 48.6158 | 3.4929 | 6.5428 | 26.2626 | 3.2028 | 15.0082 | 56.0196 | 6.8317 | 32.0134 | 48.5361 | 3.4872 | 6.5321 | 37.4769 | 4.5704 | 42.8337 | 79.9404 | 9.7488 | 91.3668 | 69.2614 | 4.9762 | 18.6427
VA | INSIG | INDUSTRIAL | R R Beasley Incorporated - Millers Tavern | VAG110203 | 001 | 1 | 0% | 0.00070038 | 0.00070038 | 26.1765 | 3.1923 | 14.959 | 56.1116 | 6.8429 | 32.066 | 37.6069 | 2.5981 | 4.249 | 26.2626 | 3.2028 | 15.0082 | 56.0196 | 6.8317 | 32.0134 | 37.5452 | 2.5938 | 4.2421 | 37.4769 | 4.5704 | 42.8337 | 79.9404 | 9.7488 | 91.3668 | 53.5773 | 3.7014 | 12.1069
VA | INSIG | INDUSTRIAL | Rapidan Service Authority - Madision WTP | VA0087319 | 001 | 1 | 0% | 0.015759 | 0.015759 | 0 | 0.099727 | 14.959 | 0 | 4.8099 | 721.4848 | 0 | 4.9008 | 489.8386 | 0 | 0.10005 | 15.0082 | 0 | 4.802 | 720.3021 | 0 | 4.8928 | 489.0355 | 0 | 0.14278 | 42.8337 | 0 | 6.8525 | 2055.753 | 0 | 6.9821 | 1395.7148
VA | INSIG | INDUSTRIAL | Rappahannock Concrete - New Kent | VAG110189 | 001 | 1 | 0% | 0.00070038 | 0.00070038 | 26.1765 | 3.1923 | 14.959 | 56.1116 | 6.8429 | 32.066 | 40.941 | 1.743 | 1.7255 | 26.2626 | 3.2028 | 15.0082 | 56.0196 | 6.8317 | 32.0134 | 40.8738 | 1.7401 | 1.7227 | 37.4769 | 4.5704 | 42.8337 | 79.9404 | 9.7488 | 91.3668 | 58.3273 | 2.4831 | 4.9167
VA | INSIG | INDUSTRIAL | Rappahannock Concrete - Saluda | VAG110191 | 001 | 1 | 0% | 0.00070038 | 0.00070038 | 26.1765 | 3.1923 | 14.959 | 56.1116 | 6.8429 | 32.066 | 20.9369 | 2.4272 | 3.9324 | 26.2626 | 3.2028 | 15.0082 | 56.0196 | 6.8317 | 32.0134 | 20.9026 | 2.4232 | 3.926 | 37.4769 | 4.5704 | 42.8337 | 79.9404 | 9.7488 | 91.3668 | 29.8281 | 3.458 | 11.2049
VA | INSIG | INDUSTRIAL | Rappahannock Concrete - White Marsh | VAG110190 | 001 | 1 | 0% | 0.00070038 | 0.00070038 | 26.1765 | 3.1923 | 14.959 | 56.1116 | 6.8429 | 32.066 | 50.3643 | 5.5557 | 9.0549 | 26.2626 | 3.2028 | 15.0082 | 56.0196 | 6.8317 | 32.0134 | 50.2817 | 5.5465 | 9.0401 | 37.4769 | 4.5704 | 42.8337 | 79.9404 | 9.7488 | 91.3668 | 71.7524 | 7.915 | 25.8004
VA | INSIG | INDUSTRIAL | Rappahannock Concrete Corporation - Newport News | VAG110245 | 001 | 1 | 0% | 0.00070038 | 0.00070038 | 26.1765 | 3.1923 | 14.959 | 56.1116 | 6.8429 | 32.066 | 45.6553 | 2.7587 | 2.4484 | 26.2626 | 3.2028 | 15.0082 | 56.0196 | 6.8317 | 32.0134 | 45.5804 | 2.7542 | 2.4444 | 37.4769 | 4.5704 | 42.8337 | 79.9404 | 9.7488 | 91.3668 | 65.0436 | 3.9302 | 6.9762
VA | INSIG | INDUSTRIAL | Rappahannock Electric Coop Culpeper District Offce | VAG750185 | 001 | 1 | 0% | 0.0028015 | 0.0028015 | 0.11459 | 8.1776 | 29.918 | 0.98257 | 70.1176 | 256.5279 | 0.61234 | 62.9148 | 159.064 | 0.11497 | 8.2045 | 30.0164 | 0.98096 | 70.0027 | 256.1074 | 0.61133 | 62.8117 | 158.8032 | 0.16406 | 11.7079 | 85.6673 | 1.3998 | 99.8944 | 730.9344 | 0.87238 | 89.6327 | 453.2267
VA | INSIG | INDUSTRIAL | Rappahannock River Oysters LLC | VAG524090 | 001 | 1 | 0% | 0.0016109 | 0.0016109 | 811.4086 | 85.5072 | 93.5568 | 4000.4521 | 421.5726 | 461.2588 | 4000.4521 | 421.5726 | 461.2588 | 814.0772 | 85.7885 | 93.8645 | 3993.8939 | 420.8814 | 460.5027 | 3993.8939 | 420.8814 | 460.5027 | 1161.6943 | 122.4208 | 267.8906 | 5699.317 | 600.601 | 1314.2816 | 5699.317 | 600.601 | 1314.2816
VA | INSIG | INDUSTRIAL | Raytheon Company - Falls Church | VAG250091 | 001 | 1 | 0% | 0.014008 | 0.014008 | 2.5397 | 1.4711 | 14.959 | 108.8825 | 63.0668 | 641.3198 | 44.9813 | 13.2766 | 38.1647 | 2.5481 | 1.4759 | 15.0082 | 108.704 | 62.9634 | 640.2685 | 44.9076 | 13.2548 | 38.1021 | 3.6361 | 2.1061 | 42.8337 | 155.1214 | 89.8492 | 1827.336 | 64.0834 | 18.9147 | 108.7441
VA | INSIG | INDUSTRIAL | Ready Mixed Concrete Company - Anderson Creek | VAG110238 | 001 | 1 | 0% | 0.00070038 | 0.00070038 | 26.1765 | 3.1923 | 14.959 | 56.1116 | 6.8429 | 32.066 | 30.6156 | 3.7784 | 9.0707 | 26.2626 | 3.2028 | 15.0082 | 56.0196 | 6.8317 | 32.0134 | 30.5654 | 3.7723 | 9.0558 | 37.4769 | 4.5704 | 42.8337 | 79.9404 | 9.7488 | 91.3668 | 43.6171 | 5.383 | 25.8453
VA | INSIG | INDUSTRIAL | Ready Mixed Concrete Company - Plant 47 | VAG110039 | 001 | 1 | 0% | 0.00070038 | 0.00070038 | 26.1765 | 3.1923 | 14.959 | 56.1116 | 6.8429 | 32.066 | 36.487 | 0.82189 | 0.36949 | 26.2626 | 3.2028 | 15.0082 | 56.0196 | 6.8317 | 32.0134 | 36.4272 | 0.82055 | 0.36888 | 37.4769 | 4.5704 | 42.8337 | 79.9404 | 9.7488 | 91.3668 | 51.9819 | 1.1709 | 1.0528
VA | INSIG | INDUSTRIAL | Ready Mixed Concrete Company - Racrete Road | VAG110201 | 001 | 1 | 0% | 0.00070038 | 0.00070038 | 26.1765 | 3.1923 | 14.959 | 56.1116 | 6.8429 | 32.066 | 7.1625 | 1.6904 | 0.033131 | 26.2626 | 3.2028 | 15.0082 | 56.0196 | 6.8317 | 32.0134 | 7.1507 | 1.6876 | 0.033076 | 37.4769 | 4.5704 | 42.8337 | 79.9404 | 9.7488 | 91.3668 | 10.2042 | 2.4082 | 0.0944
VA | INSIG | INDUSTRIAL | Ready Mixed Concrete Company - Warbro Road | VAG110237 | 001 | 1 | 0% | 0.00070038 | 0.00070038 | 26.1765 | 3.1923 | 14.959 | 56.1116 | 6.8429 | 32.066 | 19.6658 | 1.5145 | 0.91917 | 26.2626 | 3.2028 | 15.0082 | 56.0196 | 6.8317 | 32.0134 | 19.6335 | 1.512 | 0.91767 | 37.4769 | 4.5704 | 42.8337 | 79.9404 | 9.7488 | 91.3668 | 28.0172 | 2.1577 | 2.619
VA | INSIG | INDUSTRIAL | Reedville Menhaden Incorporated | VAG524006 | 001 | 1 | 0% | 0.0016109 | 0.0016109 | 811.4086 | 85.5072 | 93.5568 | 4000.4521 | 421.5726 | 461.2588 | 3657.5861 | 250.6291 | 90.8777 | 814.0772 | 85.7885 | 93.8645 | 3993.8939 | 420.8814 | 460.5027 | 3651.5901 | 250.2182 | 90.7287 | 1161.6943 | 122.4208 | 267.8906 | 5699.317 | 600.601 | 1314.2816 | 5210.8467 | 357.0633 | 258.9411
VA | INSIG | INDUSTRIAL | Rehrig United | VA0090964 | 001 | 1 | 0% | 0.0070038 | 0.0070038 | 186.624 | 24.8832 | 617.2835 | 4000.4521 | 533.3936 | 13232.0251 | 3566.8707 | 485.9206 | 4768.802 | 187.2378 | 24.965 | 619.3137 | 3993.8939 | 532.5192 | 13210.3332 | 3561.0233 | 485.124 | 4760.9843 | 267.1897 | 35.6253 | 1767.5306 | 5699.317 | 759.9089 | 37702.4915 | 5081.6073 | 692.2756 | 13587.9214
VA | INSIG | INDUSTRIAL | Reston Lake Anne Air Condition | VA0091995 | 001 | 1 | 0% | 1.3132 | 1.3132 | 4.9766 | 0.026757 | 11.0265 | 20002.2603 | 107.5445 | 44317.8685 | 7473.7118 | 3.8478 | 355.9114 | 4.993 | 0.026845 | 11.0627 | 19969.4697 | 107.3682 | 44245.2162 | 7461.4598 | 3.8415 | 355.328 | 7.1251 | 0.038309 | 31.5732 | 28496.5848 | 153.2152 | 126276.5183 | 10647.5597 | 5.4819 | 1014.1114
VA | INSIG | INDUSTRIAL | Reynolds Packaging LLC | VA0001767 | 001 | 1 | 0% | 1.1514 | 1.1514 | 5.6759 | 0.75679 | 0.17602 | 20002.2603 | 2666.968 | 620.2974 | 15081.8303 | 2189.2957 | 388.3054 | 5.6946 | 0.75928 | 0.1766 | 19969.4697 | 2662.596 | 619.2805 | 15057.106 | 2185.7067 | 387.6688 | 8.1262 | 1.0835 | 0.50401 | 28496.5848 | 3799.5446 | 1767.4359 | 21486.6044 | 3119.02 | 1106.4127
VA | INSIG | INDUSTRIAL | Richmond International Airport | VA0090301 | 001 | 1 | 0% | 0.0070038 | 0.0070038 | 186.624 | 24.8832 | 617.2835 | 4000.4521 | 533.3936 | 13232.0251 | 475.6318 | 153.5095 | 19.7113 | 187.2378 | 24.965 | 619.3137 | 3993.8939 | 532.5192 | 13210.3332 | 474.852 | 153.2578 | 19.679 | 267.1897 | 35.6253 | 1767.5306 | 5699.317 | 759.9089 | 37702.4915 | 677.6175 | 218.7001 | 56.1642
VA | INSIG | INDUSTRIAL | Rivanna Quarry | VAG840204 | 001 | 1 | 0% | 0.14008 | 0.14008 | 1.5505 | 0.18908 | 27.7317 | 664.7067 | 81.0618 | 11889.0628 | 433.2698 | 62.3229 | 3124.9198 | 1.5556 | 0.1897 | 27.8229 | 663.617 | 80.9289 | 11869.5725 | 432.5595 | 62.2207 | 3119.797 | 2.2198 | 0.27071 | 79.4069 | 946.9865 | 115.4862 | 33875.9401 | 617.2657 | 88.7894 | 8903.948
VA | INSIG | INDUSTRIAL | Riverside Convalescent Center - Mathews | VA0071641 | 001 | 1 | 0% | 0.0014008 | 0.0014008 | 0 | 0.099727 | 14.959 | 0 | 0.42755 | 64.132 | 0 | 0.30732 | 9.3128 | 0 | 0.10005 | 15.0082 | 0 | 0.42685 | 64.0268 | 0 | 0.30682 | 9.2976 | 0 | 0.14278 | 42.8337 | 0 | 0.60911 | 182.7336 | 0 | 0.43784 | 26.5353
VA | INSIG | INDUSTRIAL | Roanoke Cement Co - Botetourt | VA0072397 | 001 | 1 | 0% | 1.2348 | 1.2348 | 0.41232 | 0.70571 | 0.88962 | 1558.2368 | 2666.968 | 3361.9948 | 763.1189 | 1768.8851 | 1242.8491 | 0.41368 | 0.70803 | 0.89254 | 1555.6823 | 2662.596 | 3356.4834 | 761.8679 | 1765.9853 | 1240.8116 | 0.59033 | 1.0104 | 2.5473 | 2219.9704 | 3799.5446 | 9579.4545 | 1087.1913 | 2520.0744 | 3541.2952
VA | INSIG | INDUSTRIAL | Rockingham Redi-Mix Inc - Luray | VAG110139 | 001 | 1 | 0% | 0.00070038 | 0.00070038 | 26.1765 | 3.1923 | 14.959 | 56.1116 | 6.8429 | 32.066 | 43.3871 | 5.4513 | 21.0319 | 26.2626 | 3.2028 | 15.0082 | 56.0196 | 6.8317 | 32.0134 | 43.316 | 5.4423 | 20.9974 | 37.4769 | 4.5704 | 42.8337 | 79.9404 | 9.7488 | 91.3668 | 61.8123 | 7.7662 | 59.9269
VA | INSIG | INDUSTRIAL | Rockingham Redi-Mix Inc - Mt Jackson | VAG110253 | 001 | 1 | 0% | 0.00070038 | 0.00070038 | 26.1765 | 3.1923 | 14.959 | 56.1116 | 6.8429 | 32.066 | 48.7031 | 5.2919 | 23.2747 | 26.2626 | 3.2028 | 15.0082 | 56.0196 | 6.8317 | 32.0134 | 48.6233 | 5.2832 | 23.2366 | 37.4769 | 4.5704 | 42.8337 | 79.9404 | 9.7488 | 91.3668 | 69.3858 | 7.5392 | 66.3175
VA | INSIG | INDUSTRIAL | Rockingham Redi-Mix Inc-Garbers Church Rd | VAG110041 | 001 | 1 | 0% | 0.00070038 | 0.00070038 | 26.1765 | 3.1923 | 14.959 | 56.1116 | 6.8429 | 32.066 | 30.5614 | 5.582 | 27.5452 | 26.2626 | 3.2028 | 15.0082 | 56.0196 | 6.8317 | 32.0134 | 30.5113 | 5.5728 | 27.5001 | 37.4769 | 4.5704 | 42.8337 | 79.9404 | 9.7488 | 91.3668 | 43.5399 | 7.9524 | 78.4857
VA | INSIG | INDUSTRIAL | Rockingham Redi-Mix Inc-Kratzer Road | VAG110167 | 001 | 1 | 0% | 0.00070038 | 0.00070038 | 26.1765 | 3.1923 | 14.959 | 56.1116 | 6.8429 | 32.066 | 27.9337 | 5.5728 | 24.9865 | 26.2626 | 3.2028 | 15.0082 | 56.0196 | 6.8317 | 32.0134 | 27.8879 | 5.5637 | 24.9455 | 37.4769 | 4.5704 | 42.8337 | 79.9404 | 9.7488 | 91.3668 | 39.7962 | 7.9394 | 71.1949
VA | INSIG | INDUSTRIAL | Rowe Concrete - Orange Plant | VAG110259 | 001 | 1 | 0% | 0.00070038 | 0.00070038 | 26.1765 | 3.1923 | 14.959 | 56.1116 | 6.8429 | 32.066 | 33.0786 | 6.3561 | 19.9509 | 26.2626 | 3.2028 | 15.0082 | 56.0196 | 6.8317 | 32.0134 | 33.0244 | 6.3457 | 19.9182 | 37.4769 | 4.5704 | 42.8337 | 79.9404 | 9.7488 | 91.3668 | 47.126 | 9.0553 | 56.8467
VA | INSIG | INDUSTRIAL | Rowe Concrete LLC - King George Plant | VAG110128 | 001 | 1 | 0% | 0.00070038 | 0.00070038 | 26.1765 | 3.1923 | 14.959 | 56.1116 | 6.8429 | 32.066 | 43.3456 | 4.3836 | 7.496 | 26.2626 | 3.2028 | 15.0082 | 56.0196 | 6.8317 | 32.0134 | 43.2745 | 4.3764 | 7.4837 | 37.4769 | 4.5704 | 42.8337 | 79.9404 | 9.7488 | 91.3668 | 61.7531 | 6.2452 | 21.3587
VA | INSIG | INDUSTRIAL | Rowe Concrete LLC - Spotsylvania Plant | VAG110187 | 001 | 1 | 0% | 0.00070038 | 0.00070038 | 26.1765 | 3.1923 | 14.959 | 56.1116 | 6.8429 | 32.066 | 12.0091 | 3.3267 | 2.0171 | 26.2626 | 3.2028 | 15.0082 | 56.0196 | 6.8317 | 32.0134 | 11.9894 | 3.3213 | 2.0138 | 37.4769 | 4.5704 | 42.8337 | 79.9404 | 9.7488 | 91.3668 | 17.109 | 4.7395 | 5.7475
VA | INSIG | INDUSTRIAL | Rowe Concrete LLC - Stafford Plant | VAG110186 | 001 | 1 | 0% | 0.00070038 | 0.00070038 | 26.1765 | 3.1923 | 14.959 | 56.1116 | 6.8429 | 32.066 | 47.7081 | 5.0083 | 16.2149 | 26.2626 | 3.2028 | 15.0082 | 56.0196 | 6.8317 | 32.0134 | 47.6299 | 5.0001 | 16.1883 | 37.4769 | 4.5704 | 42.8337 | 79.9404 | 9.7488 | 91.3668 | 67.9683 | 7.1351 | 46.2016
VA | INSIG | INDUSTRIAL | ROXBURY READY MIX INC.- CHARLE | VAG110198 | 001 | 1 | 0% | 0.00070038 | 0.00070038 | 26.1765 | 3.1923 | 14.959 | 56.1116 | 6.8429 | 32.066 | 8.5196 | 1.4873 | 0.044186 | 26.2626 | 3.2028 | 15.0082 | 56.0196 | 6.8317 | 32.0134 | 8.5057 | 1.4849 | 0.044113 | 37.4769 | 4.5704 | 42.8337 | 79.9404 | 9.7488 | 91.3668 | 12.1377 | 2.119 | 0.1259
VA | INSIG | INDUSTRIAL | Royster Clark Incorporated - P | VA0091375 | 001 | 1 | 0% | 0.0070038 | 0.0070038 | 35.2049 | 22.003 | 34.7334 | 754.6482 | 471.653 | 744.5408 | 617.3103 | 305.6931 | 168.1141 | 35.3207 | 22.0753 | 34.8476 | 753.4111 | 470.8798 | 743.3203 | 616.2983 | 305.192 | 167.8385 | 50.4029 | 31.5016 | 99.4556 | 1075.1233 | 671.949 | 2121.4473 | 879.4624 | 435.5113 | 479.0137
VA | INSIG | INDUSTRIAL | S and W Seafood Incorporated | VAG524012 | 001 | 1 | 0% | 0.0016109 | 0.0016109 | 811.4086 | 85.5072 | 21.2154 | 4000.4521 | 421.5726 | 104.5973 | 3780.67 | 281.6423 | 29.8464 | 814.0772 | 85.7885 | 21.2852 | 3993.8939 | 420.8814 | 104.4259 | 3774.4722 | 281.1805 | 29.7975 | 1161.6943 | 122.4208 | 60.7482 | 5699.317 | 600.601 | 298.033 | 5386.2005 | 401.2468 | 85.0424
VA | INSIG | INDUSTRIAL | S B Cox Incorporated - Goochland | VAG110215 | 001 | 1 | 0% | 0.00070038 | 0.00070038 | 26.1765 | 3.1923 | 14.959 | 56.1116 | 6.8429 | 32.066 | 31.9375 | 3.7784 | 9.0707 | 26.2626 | 3.2028 | 15.0082 | 56.0196 | 6.8317 | 32.0134 | 31.8852 | 3.7723 | 9.0558 | 37.4769 | 4.5704 | 42.8337 | 79.9404 | 9.7488 | 91.3668 | 45.5004 | 5.383 | 25.8453
VA | INSIG | INDUSTRIAL | S B Cox Incorporated - Portugee Road | VAG110104 | 001 | 1 | 0% | 0.00070038 | 0.00070038 | 26.1765 | 3.1923 | 14.959 | 56.1116 | 6.8429 | 32.066 | 6.973 | 1.9694 | 0.047768 | 26.2626 | 3.2028 | 15.0082 | 56.0196 | 6.8317 | 32.0134 | 6.9615 | 1.9661 | 0.047689 | 37.4769 | 4.5704 | 42.8337 | 79.9404 | 9.7488 | 91.3668 | 9.9341 | 2.8057 | 0.13611
VA | INSIG | INDUSTRIAL | S B Cox Incorporated - Powhatan | VAG110214 | 001 | 1 | 0% | 0.00070038 | 0.00070038 | 26.1765 | 3.1923 | 14.959 | 56.1116 | 6.8429 | 32.066 | 35.6641 | 3.9136 | 8.9739 | 26.2626 | 3.2028 | 15.0082 | 56.0196 | 6.8317 | 32.0134 | 35.6057 | 3.9072 | 8.9592 | 37.4769 | 4.5704 | 42.8337 | 79.9404 | 9.7488 | 91.3668 | 50.8095 | 5.5756 | 25.5696
VA | INSIG | INDUSTRIAL | S B Cox Ready Mix Inc Doswell Plant | VAG110262 | 001 | 1 | 0% | 0.00070038 | 0.00070038 | 26.1765 | 3.1923 | 14.959 | 56.1116 | 6.8429 | 32.066 | 33.2125 | 3.0807 | 5.5984 | 26.2626 | 3.2028 | 15.0082 | 56.0196 | 6.8317 | 32.0134 | 33.1581 | 3.0757 | 5.5893 | 37.4769 | 4.5704 | 42.8337 | 79.9404 | 9.7488 | 91.3668 | 47.3168 | 4.389 | 15.9518
VA | INSIG | INDUSTRIAL | S E Bonniville Seafood Incorporated | VAG524055 | 001 | 1 | 0% | 0.0016109 | 0.0016109 | 811.4086 | 85.5072 | 21.2154 | 4000.4521 | 421.5726 | 104.5973 | 4000.4521 | 421.5726 | 104.5973 | 814.0772 | 85.7885 | 21.2852 | 3993.8939 | 420.8814 | 104.4259 | 3993.8939 | 420.8814 | 104.4259 | 1161.6943 | 122.4208 | 60.7482 | 5699.317 | 600.601 | 298.033 | 5699.317 | 600.601 | 298.033
VA | INSIG | INDUSTRIAL | Sabra Dipping Company LLC | VAG250124 | 001 | 1 | 0% | 0.014008 | 0.014008 | 2.5397 | 1.4711 | 14.959 | 108.8825 | 63.0668 | 641.3198 | 42.927 | 21.9456 | 45.0212 | 2.5481 | 1.4759 | 15.0082 | 108.704 | 62.9634 | 640.2685 | 42.8566 | 21.9097 | 44.9474 | 3.6361 | 2.1061 | 42.8337 | 155.1214 | 89.8492 | 1827.336 | 61.1567 | 31.2653 | 128.2805
VA | INSIG | INDUSTRIAL | Saint Patricks Church | VAG250127 | 001 | 1 | 0% | 0.014008 | 0.014008 | 2.5397 | 1.4711 | 14.959 | 108.8825 | 63.0668 | 641.3198 | 82.0796 | 52.8215 | 319.9872 | 2.5481 | 1.4759 | 15.0082 | 108.704 | 62.9634 | 640.2685 | 81.9451 | 52.7349 | 319.4626 | 3.6361 | 2.1061 | 42.8337 | 155.1214 | 89.8492 | 1827.336 | 116.9362 | 75.2531 | 911.7512
VA | INSIG | INDUSTRIAL | Scandia Phase I | VAG840200 | 001 | 1 | 0% | 0.14008 | 0.14008 | 1.5505 | 0.18908 | 27.7317 | 664.7067 | 81.0618 | 11889.0628 | 100.2872 | 23.3294 | 17.7108 | 1.5556 | 0.1897 | 27.8229 | 663.617 | 80.9289 | 11869.5725 | 100.1228 | 23.2912 | 17.6817 | 2.2198 | 0.27071 | 79.4069 | 946.9865 | 115.4862 | 33875.9401 | 142.8759 | 33.2367 | 50.464
VA | INSIG | INDUSTRIAL | Sea Farms Incorporated | VAG524046 | 001 | 1 | 0% | 0.0016109 | 0.0016109 | 811.4086 | 85.5072 | 21.2154 | 4000.4521 | 421.5726 | 104.5973 | 4000.4521 | 421.5726 | 104.5973 | 814.0772 | 85.7885 | 21.2852 | 3993.8939 | 420.8814 | 104.4259 | 3993.8939 | 420.8814 | 104.4259 | 1161.6943 | 122.4208 | 60.7482 | 5699.317 | 600.601 | 298.033 | 5699.317 | 600.601 | 298.033
VA | INSIG | INDUSTRIAL | Seaford Scallop Company Inc | VAG523024 | 001 | 1 | 0% | 0.0016109 | 0.0016109 | 811.4086 | 85.5072 | 93.5568 | 4000.4521 | 421.5726 | 461.2588 | 3485.3287 | 361.7022 | 167.8801 | 814.0772 | 85.7885 | 93.8645 | 3993.8939 | 420.8814 | 460.5027 | 3479.615 | 361.1092 | 167.6049 | 1161.6943 | 122.4208 | 267.8906 | 5699.317 | 600.601 | 1314.2816 | 4965.437 | 515.3056 | 478.347
VA | INSIG | INDUSTRIAL | Seiberts Oilville Amoco | VAG750041 | 001 | 1 | 0% | 0.0028015 | 0.0028015 | 0.11459 | 8.1776 | 11.7685 | 0.98257 | 70.1176 | 100.907 | 0.55194 | 38.717 | 28.544 | 0.11497 | 8.2045 | 11.8072 | 0.98096 | 70.0027 | 100.7416 | 0.55103 | 38.6535 | 28.4972 | 0.16406 | 11.7079 | 33.6978 | 1.3998 | 99.8944 | 287.5181 | 0.78633 | 55.1589 | 81.3315
VA | INSIG | INDUSTRIAL | SemMaterials Energy Partners L | VA0055832 | 001 | 1 | 0% | 0.096373 | 0.096373 | 0.099784 | 1.8108 | 0.071274 | 29.432 | 534.0954 | 21.0229 | 29.1761 | 520.7527 | 7.371 | 0.10011 | 1.8167 | 0.071509 | 29.3838 | 533.2199 | 20.9884 | 29.1283 | 519.899 | 7.3589 | 0.14286 | 2.5925 | 0.20409 | 41.9309 | 760.9088 | 59.9013 | 41.5663 | 741.8999 | 21.0024
VA | INSIG | INDUSTRIAL | Sentara - Virginia Beach General Hospital | VAG250000 | 001 | 1 | 0% | 0.014008 | 0.014008 | 2.5397 | 1.4711 | 3.0169 | 108.8825 | 63.0668 | 129.3409 | 108.5565 | 62.4079 | 92.7593 | 2.5481 | 1.4759 | 3.0268 | 108.704 | 62.9634 | 129.1289 | 108.3785 | 62.3056 | 92.6072 | 3.6361 | 2.1061 | 8.6387 | 155.1214 | 89.8492 | 368.5358 | 154.657 | 88.9106 | 264.3025
VA | INSIG | INDUSTRIAL | Sentara Bayside Hospital | VAG250116 | 001 | 1 | 0% | 0.014008 | 0.014008 | 2.5397 | 1.4711 | 14.959 | 108.8825 | 63.0668 | 641.3198 | 108.8825 | 63.0668 | 641.3198 | 2.5481 | 1.4759 | 15.0082 | 108.704 | 62.9634 | 640.2685 | 108.704 | 62.9634 | 640.2685 | 3.6361 | 2.1061 | 42.8337 | 155.1214 | 89.8492 | 1827.336 | 155.1214 | 89.8492 | 1827.336
VA | INSIG | INDUSTRIAL | Sentara Health Management Corp Center IV | VAG250052 | 001 | 1 | 0% | 0.014008 | 0.014008 | 2.5397 | 1.4711 | 14.959 | 108.8825 | 63.0668 | 641.3198 | 103.6808 | 50.9317 | 135.6334 | 2.5481 | 1.4759 | 15.0082 | 108.704 | 62.9634 | 640.2685 | 103.5109 | 50.8482 | 135.4111 | 3.6361 | 2.1061 | 42.8337 | 155.1214 | 89.8492 | 1827.336 | 147.7108 | 72.5608 | 386.4653
VA | INSIG | INDUSTRIAL | Sentara Health Management Corp Center IV | VAG250117 | 001 | 1 | 0% | 0.014008 | 0.014008 | 2.5397 | 1.4711 | 14.959 | 108.8825 | 63.0668 | 641.3198 | 103.6808 | 50.9317 | 135.6334 | 2.5481 | 1.4759 | 15.0082 | 108.704 | 62.9634 | 640.2685 | 103.5109 | 50.8482 | 135.4111 | 3.6361 | 2.1061 | 42.8337 | 155.1214 | 89.8492 | 1827.336 | 147.7108 | 72.5608 | 386.4653
VA | INSIG | INDUSTRIAL | Shackelford Seafood Corporation | VAG524020 | 001 | 1 | 0% | 0.0016109 | 0.0016109 | 811.4086 | 85.5072 | 21.2154 | 4000.4521 | 421.5726 | 104.5973 | 4000.4521 | 421.5726 | 104.5973 | 814.0772 | 85.7885 | 21.2852 | 3993.8939 | 420.8814 | 104.4259 | 3993.8939 | 420.8814 | 104.4259 | 1161.6943 | 122.4208 | 60.7482 | 5699.317 | 600.601 | 298.033 | 5699.317 | 600.601 | 298.033
VA | INSIG | INDUSTRIAL | Shady Lane Seafood Incorporated | VAG524003 | 001 | 1 | 0% | 0.0016109 | 0.0016109 | 811.4086 | 85.5072 | 21.2154 | 4000.4521 | 421.5726 | 104.5973 | 3616.057 | 295.5162 | 21.1339 | 814.0772 | 85.7885 | 21.2852 | 3993.8939 | 420.8814 | 104.4259 | 3610.1291 | 295.0317 | 21.0992 | 1161.6943 | 122.4208 | 60.7482 | 5699.317 | 600.601 | 298.033 | 5151.6816 | 421.0125 | 60.2175
VA | INSIG | INDUSTRIAL | Sheetz Travel Center #701 | VA0090271 | 001 | 1 | 0% | 0.95637 | 0.95637 | 0.779 | 0.91114 | 11.0265 | 2280.1921 | 2666.968 | 32275.2268 | 2263.213 | 2035.121 | 20014.8853 | 0.78156 | 0.91414 | 11.0627 | 2276.4541 | 2662.596 | 32222.3165 | 2259.5028 | 2031.7847 | 19982.074 | 1.1153 | 1.3045 | 31.5732 | 3248.5172 | 3799.5446 | 91962.9802 | 3224.3277 | 2899.3722 | 57029.1423
VA | INSIG | INDUSTRIAL | Shenandoah Stone LLC - Lynnwood Farm Plant | VAG840029 | 001 | 1 | 0% | 0.14008 | 0.14008 | 1.5505 | 0.18908 | 27.7317 | 664.7067 | 81.0618 | 11889.0628 | 515.7194 | 64.5014 | 6390.1106 | 1.5556 | 0.1897 | 27.8229 | 663.617 | 80.9289 | 11869.5725 | 514.8739 | 64.3957 | 6379.635 | 2.2198 | 0.27071 | 79.4069 | 946.9865 | 115.4862 | 33875.9401 | 734.729 | 91.8932 | 18207.575
VA | INSIG | INDUSTRIAL | Shenandoah Stone LLC-Stuarts Draft Plant | VAG840040 | 001 | 1 | 0% | 0.14008 | 0.14008 | 1.5505 | 0.18908 | 27.7317 | 664.7067 | 81.0618 | 11889.0628 | 212.2248 | 58.3202 | 4812.8139 | 1.5556 | 0.1897 | 27.8229 | 663.617 | 80.9289 | 11869.5725 | 211.8769 | 58.2246 | 4804.9241 | 2.2198 | 0.27071 | 79.4069 | 946.9865 | 115.4862 | 33875.9401 | 302.3499 | 83.087 | 13713.3261
VA | INSIG | INDUSTRIAL | Sherry Jos Custom Bait Incorporated | VAG523055 | 001 | 1 | 0% | 0.0016109 | 0.0016109 | 811.4086 | 85.5072 | 80.9038 | 4000.4521 | 421.5726 | 398.8767 | 3678.092 | 336.2064 | 38.8704 | 814.0772 | 85.7885 | 81.1699 | 3993.8939 | 420.8814 | 398.2228 | 3672.0624 | 335.6552 | 38.8067 | 1161.6943 | 122.4208 | 231.6602 | 5699.317 | 600.601 | 1136.5338 | 5240.0609 | 478.9826 | 110.7549
VA | INSIG | INDUSTRIAL | Shockey Precast Group - Winchester Facility | VAG110028 | 001 | 1 | 0% | 0.00070038 | 0.00070038 | 26.1765 | 3.1923 | 14.959 | 56.1116 | 6.8429 | 32.066 | 37.1814 | 2.7014 | 6.1852 | 26.2626 | 3.2028 | 15.0082 | 56.0196 | 6.8317 | 32.0134 | 37.1204 | 2.697 | 6.1751 | 37.4769 | 4.5704 | 42.8337 | 79.9404 | 9.7488 | 91.3668 | 52.9711 | 3.8487 | 17.6238
VA | INSIG | INDUSTRIAL | Shore Seafood Incorporated | VAG523018 | 001 | 1 | 0% | 0.0016109 | 0.0016109 | 811.4086 | 85.5072 | 21.2154 | 4000.4521 | 421.5726 | 104.5973 | 4000.4521 | 421.5726 | 104.5973 | 814.0772 | 85.7885 | 21.2852 | 3993.8939 | 420.8814 | 104.4259 | 3993.8939 | 420.8814 | 104.4259 | 1161.6943 | 122.4208 | 60.7482 | 5699.317 | 600.601 | 298.033 | 5699.317 | 600.601 | 298.033
VA | INSIG | INDUSTRIAL | Shores and Ruark Seafood Inc | VAG524058 | 001 | 1 | 0% | 0.0016109 | 0.0016109 | 811.4086 | 85.5072 | 21.2154 | 4000.4521 | 421.5726 | 104.5973 | 4000.4521 | 421.5726 | 104.5973 | 814.0772 | 85.7885 | 21.2852 | 3993.8939 | 420.8814 | 104.4259 | 3993.8939 | 420.8814 | 104.4259 | 1161.6943 | 122.4208 | 60.7482 | 5699.317 | 600.601 | 298.033 | 5699.317 | 600.601 | 298.033
VA | INSIG | INDUSTRIAL | Smith Lake WTP | VAG640009 | 001 | 1 | 0% | 0.1751 | 0.1751 | 0 | 0.099727 | 14.959 | 0 | 53.4433 | 8016.498 | 0 | 18.7358 | 1581.6811 | 0 | 0.10005 | 15.0082 | 0 | 53.3557 | 8003.3562 | 0 | 18.7051 | 1579.0882 | 0 | 0.14278 | 42.8337 | 0 | 76.139 | 22841.7 | 0 | 26.6923 | 4506.7418
VA | INSIG | INDUSTRIAL | Smith Midland Incorporated | VAG110298 | 001 | 1 | 0% | 0.00070038 | 0.00070038 | 26.1765 | 3.1923 | 14.959 | 56.1116 | 6.8429 | 32.066 | 17.2092 | 3.5928 | 3.6759 | 26.2626 | 3.2028 | 15.0082 | 56.0196 | 6.8317 | 32.0134 | 17.181 | 3.5869 | 3.6698 | 37.4769 | 4.5704 | 42.8337 | 79.9404 | 9.7488 | 91.3668 | 24.5174 | 5.1186 | 10.4737
VA | INSIG | INDUSTRIAL | Smurfit Stone Container Enterp | VA0004642 | 001 | 1 | 0% | 2.7741 | 2.7741 | 0.37699 | 0.020402 | 0.27695 | 4000.4521 | 216.5018 | 2938.8527 | 3999.1483 | 215.688 | 2276.9505 | 0.47272 | 0.025583 | 0.34727 | 3993.8939 | 216.1469 | 2934.0349 | 3992.5923 | 215.3345 | 2273.2178 | 0.67457 | 0.036508 | 0.99113 | 5699.317 | 308.4433 | 8373.7802 | 5697.4595 | 307.2839 | 6487.7981
VA | INSIG | INDUSTRIAL | Southern Concrete Products LLC - Money Point | VAG110297 | 001 | 1 | 0% | 0.00070038 | 0.00070038 | 26.1765 | 3.1923 | 14.959 | 56.1116 | 6.8429 | 32.066 | 55.3986 | 6.6204 | 13.5266 | 26.2626 | 3.2028 | 15.0082 | 56.0196 | 6.8317 | 32.0134 | 55.3078 | 6.6095 | 13.5045 | 37.4769 | 4.5704 | 42.8337 | 79.9404 | 9.7488 | 91.3668 | 78.9247 | 9.4318 | 38.5419
VA | INSIG | INDUSTRIAL | Southern States Petroleum Coop | VA0085723 | 001 | 1 | 0% | 7.0038e-05 | 7.0038e-05 | 11.1782 | 6.9864 | 11.0201 | 2.3962 | 1.4976 | 2.3622 | 1.4651 | 1.4805 | 1.6935 | 11.215 | 7.0094 | 11.0563 | 2.3922 | 1.4951 | 2.3584 | 1.4627 | 1.478 | 1.6908 | 16.0039 | 10.0024 | 31.5549 | 3.4137 | 2.1336 | 6.7308 | 2.0873 | 2.1092 | 4.8254
VA | INSIG | INDUSTRIAL | Spruance Genco LLC | VA0085499 | 001 | 1 | 0% | 0.52529 | 0.52529 | 4.5575 | 0.96735 | 0.55205 | 7327.0792 | 1555.2006 | 887.5222 | 7305.5405 | 1542.4212 | 515.7654 | 4.5725 | 0.97053 | 0.55386 | 7315.0676 | 1552.6511 | 886.0672 | 7293.5642 | 1539.8927 | 514.9199 | 6.525 | 1.385 | 1.5807 | 10438.6569 | 2215.6449 | 2528.8492 | 10407.9714 | 2197.4385 | 1469.5891
VA | INSIG | INDUSTRIAL | SPSA - Refuse Derived Fuel Pla | VA0089923 | 001 | 1 | 0% | 0.020171 | 0.020171 | 11.1761 | 6.9851 | 49.8921 | 689.9633 | 431.2292 | 3080.1073 | 684.8207 | 420.8543 | 1666.7474 | 11.2129 | 7.0081 | 50.0562 | 688.8322 | 430.5222 | 3075.058 | 683.6981 | 420.1644 | 1664.015 | 16.0009 | 10.0006 | 142.8611 | 982.9687 | 614.3585 | 8776.262 | 975.6424 | 599.5778 | 4749.1241
VA | INSIG | INDUSTRIAL | SPSA - Regional Landfill | VA0090034 | 001 | 1 | 0% | 1.9375 | 1.9375 | 0.53978 | 0.072066 | 2.9219 | 4000.4521 | 534.0954 | 21654.7042 | 3098.0589 | 372.0191 | 4627.9265 | 0.67685 | 0.090366 | 3.6638 | 3993.8939 | 533.2199 | 21619.2047 | 3092.9801 | 371.4092 | 4620.3397 | 0.96587 | 0.12895 | 10.4567 | 5699.317 | 760.9088 | 61701.5382 | 4413.7061 | 530.0038 | 13186.5196
VA | INSIG | INDUSTRIAL | Stafford County Abel Lake WTP | VA0057487 | 001 | 1 | 0% | 0.12747 | 0.12747 | 0 | 0.099727 | 14.959 | 0 | 38.9067 | 5836.0105 | 0 | 9.5253 | 398.238 | 0 | 0.10005 | 15.0082 | 0 | 38.843 | 5826.4433 | 0 | 9.5097 | 397.5852 | 0 | 0.14278 | 42.8337 | 0 | 55.4292 | 16628.7576 | 0 | 13.5704 | 1134.7142
VA | INSIG | INDUSTRIAL | Staunton Lime/Belmont Quarry | VAG840030 | 001 | 1 | 0% | 0.14008 | 0.14008 | 1.5505 | 0.18908 | 27.7317 | 664.7067 | 81.0618 | 11889.0628 | 275.087 | 64.8623 | 8820.1936 | 1.5556 | 0.1897 | 27.8229 | 663.617 | 80.9289 | 11869.5725 | 274.636 | 64.7559 | 8805.7342 | 2.2198 | 0.27071 | 79.4069 | 946.9865 | 115.4862 | 33875.9401 | 391.9077 | 92.4072 | 25131.699
VA | INSIG | INDUSTRIAL | Stuart M Perry Inc - Winchester | VAG840142 | 001 | 1 | 0% | 0.14008 | 0.14008 | 1.5505 | 0.18908 | 27.7317 | 664.7067 | 81.0618 | 11889.0628 | 427.4249 | 46.3286 | 4276.5187 | 1.5556 | 0.1897 | 27.8229 | 663.617 | 80.9289 | 11869.5725 | 426.7242 | 46.2526 | 4269.508 | 2.2198 | 0.27071 | 79.4069 | 946.9865 | 115.4862 | 33875.9401 | 608.9387 | 66.0028 | 12185.2407
VA | INSIG | INDUSTRIAL | Stuart M Perry Inc-Berryville | VAG840136 | 001 | 1 | 0% | 0.14008 | 0.14008 | 1.5505 | 0.18908 | 27.7317 | 664.7067 | 81.0618 | 11889.0628 | 568.4545 | 54.6624 | 5451.5127 | 1.5556 | 0.1897 | 27.8229 | 663.617 | 80.9289 | 11869.5725 | 567.5226 | 54.5728 | 5442.5758 | 2.2198 | 0.27071 | 79.4069 | 946.9865 | 115.4862 | 33875.9401 | 809.859 | 77.8758 | 15533.1939
VA | INSIG | INDUSTRIAL | SUDS Car Wash | VAG750190 | 001 | 1 | 0% | 0.0028015 | 0.0028015 | 0.11459 | 8.1776 | 29.918 | 0.98257 | 70.1176 | 256.5279 | 0.62623 | 43.4102 | 125.7092 | 0.11497 | 8.2045 | 30.0164 | 0.98096 | 70.0027 | 256.1074 | 0.62521 | 43.339 | 125.5032 | 0.16406 | 11.7079 | 85.6673 | 1.3998 | 99.8944 | 730.9344 | 0.89218 | 61.8451 | 358.1879
VA | INSIG | INDUSTRIAL | Suds of Gainesville Limited Liability Corporation | VAG750167 | 001 | 1 | 0% | 0.0028015 | 0.0028015 | 0.11459 | 8.1776 | 29.918 | 0.98257 | 70.1176 | 256.5279 | 0.50613 | 38.4779 | 35.455 | 0.11497 | 8.2045 | 30.0164 | 0.98096 | 70.0027 | 256.1074 | 0.5053 | 38.4148 | 35.3969 | 0.16406 | 11.7079 | 85.6673 | 1.3998 | 99.8944 | 730.9344 | 0.72107 | 54.8183 | 101.0232
VA | INSIG | INDUSTRIAL | Suffok City - G Robert House WTP | VA0076473 | 001 | 1 | 0% | 0.082085 | 0.082085 | 15.9235 | 10.4146 | 6.0565 | 4000.4521 | 2616.436 | 1521.5755 | 698.9294 | 20.0475 | 0.88526 | 15.9759 | 10.4488 | 6.0765 | 3993.8939 | 2612.1468 | 1519.0811 | 697.7836 | 20.0146 | 0.88381 | 22.7978 | 14.9105 | 17.3423 | 5699.317 | 3727.5533 | 4335.4804 | 995.7425 | 28.561 | 2.5224
VA | INSIG | INDUSTRIAL | Suffolk Materials LLC - Suffolk Borrow Pit | VAG840182 | 001 | 1 | 0% | 0.14008 | 0.14008 | 1.5505 | 0.18908 | 27.7317 | 664.7067 | 81.0618 | 11889.0628 | 210.4001 | 57.2039 | 42.2829 | 1.5556 | 0.1897 | 27.8229 | 663.617 | 80.9289 | 11869.5725 | 210.0552 | 57.1101 | 42.2135 | 2.2198 | 0.27071 | 79.4069 | 946.9865 | 115.4862 | 33875.9401 | 299.7503 | 81.4965 | 120.4781
VA | INSIG | INDUSTRIAL | Sunoco - Manassas Terminal | VA0087858 | 001 | 1 | 0% | 0.024443 | 0.024443 | 11.1761 | 6.9851 | 2.8796 | 836.1006 | 522.5657 | 215.4281 | 484.4711 | 276.8662 | 25.0966 | 11.2129 | 7.0081 | 2.8891 | 834.7299 | 521.709 | 215.0749 | 483.6768 | 276.4123 | 25.0555 | 16.0009 | 10.0006 | 8.2455 | 1191.1659 | 744.4827 | 613.8271 | 690.2105 | 394.4424 | 71.5087
VA | INSIG | INDUSTRIAL | Superior Concrete Inc - Harrisonburg | VAG110131 | 001 | 1 | 0% | 0.00070038 | 0.00070038 | 26.1765 | 3.1923 | 14.959 | 56.1116 | 6.8429 | 32.066 | 17.5549 | 5.4721 | 23.3808 | 26.2626 | 3.2028 | 15.0082 | 56.0196 | 6.8317 | 32.0134 | 17.5261 | 5.4631 | 23.3425 | 37.4769 | 4.5704 | 42.8337 | 79.9404 | 9.7488 | 91.3668 | 25.0099 | 7.7959 | 66.6199
VA | INSIG | INDUSTRIAL | Superior Concrete Inc-Broadway | VAG110258 | 001 | 1 | 0% | 0.00070038 | 0.00070038 | 26.1765 | 3.1923 | 14.959 | 56.1116 | 6.8429 | 32.066 | 49.0476 | 5.5728 | 24.9865 | 26.2626 | 3.2028 | 15.0082 | 56.0196 | 6.8317 | 32.0134 | 48.9671 | 5.5637 | 24.9455 | 37.4769 | 4.5704 | 42.8337 | 79.9404 | 9.7488 | 91.3668 | 69.8765 | 7.9394 | 71.1949
VA | INSIG | INDUSTRIAL | Superior Walls of Central Virginia Inc. | VAG110219 | 001 | 1 | 0% | 0.00070038 | 0.00070038 | 26.1765 | 3.1923 | 14.959 | 56.1116 | 6.8429 | 32.066 | 27.6207 | 2.2455 | 3.0666 | 26.2626 | 3.2028 | 15.0082 | 56.0196 | 6.8317 | 32.0134 | 27.5754 | 2.2418 | 3.0616 | 37.4769 | 4.5704 | 42.8337 | 79.9404 | 9.7488 | 91.3668 | 39.3504 | 3.199 | 8.7377
VA | INSIG | INDUSTRIAL | T and W Block Company Incorporated - Onley | VAG110027 | 001 | 1 | 0% | 0.00070038 | 0.00070038 | 26.1765 | 3.1923 | 14.959 | 56.1116 | 6.8429 | 32.066 | 48.7105 | 5.4174 | 4.4777 | 26.2626 | 3.2028 | 15.0082 | 56.0196 | 6.8317 | 32.0134 | 48.6306 | 5.4086 | 4.4704 | 37.4769 | 4.5704 | 42.8337 | 79.9404 | 9.7488 | 91.3668 | 69.3963 | 7.7181 | 12.7585
VA | INSIG | INDUSTRIAL | T and W Block Incorporated - Cape Charles | VAG110038 | 001 | 1 | 0% | 0.00070038 | 0.00070038 | 26.1765 | 3.1923 | 14.959 | 56.1116 | 6.8429 | 32.066 | 56.1116 | 6.8429 | 32.066 | 26.2626 | 3.2028 | 15.0082 | 56.0196 | 6.8317 | 32.0134 | 56.0196 | 6.8317 | 32.0134 | 37.4769 | 4.5704 | 42.8337 | 79.9404 | 9.7488 | 91.3668 | 79.9404 | 9.7488 | 91.3668
VA | INSIG | INDUSTRIAL | TCS Materials | VAG110122 | 001 | 1 | 0% | 0.00070038 | 0.00070038 | 26.1765 | 3.1923 | 14.959 | 56.1116 | 6.8429 | 32.066 | 26.7308 | 0.52167 | 0.49683 | 26.2626 | 3.2028 | 15.0082 | 56.0196 | 6.8317 | 32.0134 | 26.6869 | 0.52082 | 0.49602 | 37.4769 | 4.5704 | 42.8337 | 79.9404 | 9.7488 | 91.3668 | 38.0825 | 0.74321 | 1.4156
VA | INSIG | INDUSTRIAL | TCS Materials | VAG110129 | 001 | 1 | 0% | 0.00070038 | 0.00070038 | 26.1765 | 3.1923 | 14.959 | 56.1116 | 6.8429 | 32.066 | 45.3247 | 3.7589 | 3.5423 | 26.2626 | 3.2028 | 15.0082 | 56.0196 | 6.8317 | 32.0134 | 45.2504 | 3.7527 | 3.5365 | 37.4769 | 4.5704 | 42.8337 | 79.9404 | 9.7488 | 91.3668 | 64.5727 | 5.3552 | 10.0932
VA | INSIG | INDUSTRIAL | TCS Materials - Dinwiddie | VAG110171 | 001 | 1 | 0% | 0.00070038 | 0.00070038 | 26.1765 | 3.1923 | 14.959 | 56.1116 | 6.8429 | 32.066 | 45.9577 | 5.2875 | 12.9026 | 26.2626 | 3.2028 | 15.0082 | 56.0196 | 6.8317 | 32.0134 | 45.8823 | 5.2788 | 12.8815 | 37.4769 | 4.5704 | 42.8337 | 79.9404 | 9.7488 | 91.3668 | 65.4744 | 7.5329 | 36.7639
VA | INSIG | INDUSTRIAL | TCS Materials - Ferry Road | VAG110034 | 001 | 1 | 0% | 0.00070038 | 0.00070038 | 26.1765 | 3.1923 | 14.959 | 56.1116 | 6.8429 | 32.066 | 56.1116 | 6.8429 | 32.066 | 26.2626 | 3.2028 | 15.0082 | 56.0196 | 6.8317 | 32.0134 | 56.0196 | 6.8317 | 32.0134 | 37.4769 | 4.5704 | 42.8337 | 79.9404 | 9.7488 | 91.3668 | 79.9404 | 9.7488 | 91.3668
VA | INSIG | INDUSTRIAL | TCS Materials - Gilmerton | VAG110035 | 001 | 1 | 0% | 0.00070038 | 0.00070038 | 26.1765 | 3.1923 | 14.959 | 56.1116 | 6.8429 | 32.066 | 53.8759 | 5.5692 | 6.6831 | 26.2626 | 3.2028 | 15.0082 | 56.0196 | 6.8317 | 32.0134 | 53.7876 | 5.5601 | 6.6721 | 37.4769 | 4.5704 | 42.8337 | 79.9404 | 9.7488 | 91.3668 | 76.7553 | 7.9343 | 19.0424
VA | INSIG | INDUSTRIAL | TCS Materials - Hampton | VAG110151 | 001 | 1 | 0% | 0.00070038 | 0.00070038 | 26.1765 | 3.1923 | 14.959 | 56.1116 | 6.8429 | 32.066 | 42.9839 | 4.9217 | 8.0823 | 26.2626 | 3.2028 | 15.0082 | 56.0196 | 6.8317 | 32.0134 | 42.9134 | 4.9137 | 8.069 | 37.4769 | 4.5704 | 42.8337 | 79.9404 | 9.7488 | 91.3668 | 61.2378 | 7.0118 | 23.0291
VA | INSIG | INDUSTRIAL | TCS Materials - London Bridge | VAG110059 | 001 | 1 | 0% | 0.00070038 | 0.00070038 | 26.1765 | 3.1923 | 14.959 | 56.1116 | 6.8429 | 32.066 | 51.9693 | 5.5262 | 6.7817 | 26.2626 | 3.2028 | 15.0082 | 56.0196 | 6.8317 | 32.0134 | 51.8841 | 5.5171 | 6.7706 | 37.4769 | 4.5704 | 42.8337 | 79.9404 | 9.7488 | 91.3668 | 74.0391 | 7.873 | 19.3233
VA | INSIG | INDUSTRIAL | TCS Materials - Mechanicsville | VAG110174 | 001 | 1 | 0% | 0.00070038 | 0.00070038 | 26.1765 | 3.1923 | 14.959 | 56.1116 | 6.8429 | 32.066 | 8.7898 | 1.9725 | 0.04626 | 26.2626 | 3.2028 | 15.0082 | 56.0196 | 6.8317 | 32.0134 | 8.7754 | 1.9693 | 0.046184 | 37.4769 | 4.5704 | 42.8337 | 79.9404 | 9.7488 | 91.3668 | 12.5226 | 2.8102 | 0.13181
VA | INSIG | INDUSTRIAL | TCS Materials - Old Stage Road | VAG110168 | 001 | 1 | 0% | 0.00070038 | 0.00070038 | 26.1765 | 3.1923 | 14.959 | 56.1116 | 6.8429 | 32.066 | 49.0217 | 6.2338 | 11.5565 | 26.2626 | 3.2028 | 15.0082 | 56.0196 | 6.8317 | 32.0134 | 48.9413 | 6.2236 | 11.5376 | 37.4769 | 4.5704 | 42.8337 | 79.9404 | 9.7488 | 91.3668 | 69.8396 | 8.8812 | 32.9285
VA | INSIG | INDUSTRIAL | TCS Materials - Providence Forge Plant | VAG110173 | 001 | 1 | 0% | 0.00070038 | 0.00070038 | 26.1765 | 3.1923 | 14.959 | 56.1116 | 6.8429 | 32.066 | 23.6014 | 1.3262 | 0.025955 | 26.2626 | 3.2028 | 15.0082 | 56.0196 | 6.8317 | 32.0134 | 23.5627 | 1.324 | 0.025912 | 37.4769 | 4.5704 | 42.8337 | 79.9404 | 9.7488 | 91.3668 | 33.6242 | 1.8894 | 0.073953
VA | INSIG | INDUSTRIAL | TCS Materials - Suffolk | VAG110102 | 001 | 1 | 0% | 0.00070038 | 0.00070038 | 26.1765 | 3.1923 | 14.959 | 56.1116 | 6.8429 | 32.066 | 8.2086 | 0.23131 | 0.032105 | 26.2626 | 3.2028 | 15.0082 | 56.0196 | 6.8317 | 32.0134 | 8.1951 | 0.23093 | 0.032052 | 37.4769 | 4.5704 | 42.8337 | 79.9404 | 9.7488 | 91.3668 | 11.6945 | 0.32954 | 0.091477
VA | INSIG | INDUSTRIAL | TCS Materials Inc-Elkton Quarry | VAG840035 | 001 | 1 | 0% | 0.14008 | 0.14008 | 1.5505 | 0.18908 | 27.7317 | 664.7067 | 81.0618 | 11889.0628 | 496.5456 | 64.5014 | 6390.1106 | 1.5556 | 0.1897 | 27.8229 | 663.617 | 80.9289 | 11869.5725 | 495.7316 | 64.3957 | 6379.635 | 2.2198 | 0.27071 | 79.4069 | 946.9865 | 115.4862 | 33875.9401 | 707.4128 | 91.8932 | 18207.575
VA | INSIG | INDUSTRIAL | Tenaska Virginia Generating Station | VA0090905 | 001 | 1 | 0% | 0.71432 | 0.71432 | 9.1491 | 1.2199 | 0.0064106 | 20002.2603 | 2666.968 | 14.0153 | 12226.8874 | 1525.3081 | 4.7795 | 9.1792 | 1.2239 | 0.0064317 | 19969.4697 | 2662.596 | 13.9923 | 12206.8433 | 1522.8076 | 4.7717 | 13.0988 | 1.7465 | 0.018356 | 28496.5848 | 3799.5446 | 39.9342 | 17419.258 | 2173.0579 | 13.6185
VA | INSIG | INDUSTRIAL | Terry Volkswagen Subaru | VAG750060 | 001 | 1 | 0% | 0.0028015 | 0.0028015 | 0.11732 | 8.1776 | 0.11584 | 1.0059 | 70.1176 | 0.99322 | 0.58828 | 48.9274 | 0.5491 | 0.1177 | 8.2045 | 0.11622 | 1.0043 | 70.0027 | 0.99159 | 0.58732 | 48.8471 | 0.5482 | 0.16797 | 11.7079 | 0.33168 | 1.4331 | 99.8944 | 2.83 | 0.83811 | 69.7052 | 1.5646
VA | INSIG | INDUSTRIAL | The Alberene Soapstone Co | VAG840123 | 001 | 1 | 0% | 0.14008 | 0.14008 | 1.5505 | 0.18908 | 27.7317 | 664.7067 | 81.0618 | 11889.0628 | 389.0234 | 41.0173 | 3880.2773 | 1.5556 | 0.1897 | 27.8229 | 663.617 | 80.9289 | 11869.5725 | 388.3856 | 40.95 | 3873.9162 | 2.2198 | 0.27071 | 79.4069 | 946.9865 | 115.4862 | 33875.9401 | 554.2292 | 58.436 | 11056.2157
VA | INSIG | INDUSTRIAL | The Lane Construction Corporation Greenside Apron | VAG110311 | 001 | 1 | 0% | 0.00070038 | 0.00070038 | 26.1765 | 3.1923 | 14.959 | 56.1116 | 6.8429 | 32.066 | 40.2491 | 2.8095 | 6.1708 | 26.2626 | 3.2028 | 15.0082 | 56.0196 | 6.8317 | 32.0134 | 40.1831 | 2.8049 | 6.1607 | 37.4769 | 4.5704 | 42.8337 | 79.9404 | 9.7488 | 91.3668 | 57.3416 | 4.0026 | 17.5826
VA | INSIG | INDUSTRIAL | The Lane Construction Corporation PCBP1 | VAG110284 | 001 | 1 | 0% | 0.00070038 | 0.00070038 | 26.1765 | 3.1923 | 14.959 | 56.1116 | 6.8429 | 32.066 | 33.992 | 3.8635 | 10.9573 | 26.2626 | 3.2028 | 15.0082 | 56.0196 | 6.8317 | 32.0134 | 33.9363 | 3.8572 | 10.9393 | 37.4769 | 4.5704 | 42.8337 | 79.9404 | 9.7488 | 91.3668 | 48.4274 | 5.5043 | 31.221
VA | INSIG | INDUSTRIAL | The Nature Conservancy | VA0089796 | 001 | 1 | 0% | 0.0011907 | 0.0011907 | 11.1767 | 6.9849 | 11.0263 | 40.729 | 25.4535 | 40.1808 | 33.1099 | 21.3386 | 20.4404 | 11.2135 | 7.0078 | 11.0625 | 40.6622 | 25.4118 | 40.115 | 33.0556 | 21.3036 | 20.4069 | 16.0017 | 10.0002 | 31.5726 | 58.0253 | 36.2628 | 114.4887 | 47.1706 | 30.4004 | 58.2417
VA | INSIG | INDUSTRIAL | The Peterson Companies | VAG250102 | 001 | 1 | 0% | 0.014008 | 0.014008 | 2.5397 | 1.4711 | 14.959 | 108.8825 | 63.0668 | 641.3198 | 83.9785 | 34.9869 | 330.9782 | 2.5481 | 1.4759 | 15.0082 | 108.704 | 62.9634 | 640.2685 | 83.8408 | 34.9296 | 330.4356 | 3.6361 | 2.1061 | 42.8337 | 155.1214 | 89.8492 | 1827.336 | 119.6415 | 49.8448 | 943.0682
VA | INSIG | INDUSTRIAL | The Shockey Precast Group | VAG110200 | 001 | 1 | 0% | 0.00070038 | 0.00070038 | 26.1765 | 3.1923 | 14.959 | 56.1116 | 6.8429 | 32.066 | 38.4722 | 3.0129 | 3.3495 | 26.2626 | 3.2028 | 15.0082 | 56.0196 | 6.8317 | 32.0134 | 38.4091 | 3.008 | 3.344 | 37.4769 | 4.5704 | 42.8337 | 79.9404 | 9.7488 | 91.3668 | 54.8101 | 4.2924 | 9.5438
VA | INSIG | INDUSTRIAL | Tidewater Quarries Inc - Sandy Pt Sand and Gravel | VAG840135 | 001 | 1 | 0% | 0.14008 | 0.14008 | 1.5505 | 0.18908 | 27.7317 | 664.7067 | 81.0618 | 11889.0628 | 584.0769 | 39.0922 | 1294.0318 | 1.5556 | 0.1897 | 27.8229 | 663.617 | 80.9289 | 11869.5725 | 583.1194 | 39.0281 | 1291.9104 | 2.2198 | 0.27071 | 79.4069 | 946.9865 | 115.4862 | 33875.9401 | 832.1158 | 55.6934 | 3687.1318
VA | INSIG | INDUSTRIAL | Tidewater Quarries Inc-Augusta Quarry | VAG840039 | 001 | 1 | 0% | 0.14008 | 0.14008 | 1.5505 | 0.18908 | 27.7317 | 664.7067 | 81.0618 | 11889.0628 | 287.9269 | 65.4692 | 8718.1672 | 1.5556 | 0.1897 | 27.8229 | 663.617 | 80.9289 | 11869.5725 | 287.4549 | 65.3619 | 8703.8751 | 2.2198 | 0.27071 | 79.4069 | 946.9865 | 115.4862 | 33875.9401 | 410.2003 | 93.272 | 24840.9917
VA | INSIG | INDUSTRIAL | Tims Car Wash | VAG750050 | 001 | 1 | 0% | 0.0028015 | 0.0028015 | 0.11459 | 8.1776 | 29.918 | 0.98257 | 70.1176 | 256.5279 | 0.64418 | 56.338 | 37.2999 | 0.11497 | 8.2045 | 30.0164 | 0.98096 | 70.0027 | 256.1074 | 0.64313 | 56.2456 | 37.2387 | 0.16406 | 11.7079 | 85.6673 | 1.3998 | 99.8944 | 730.9344 | 0.91775 | 80.263 | 106.2798
VA | INSIG | INDUSTRIAL | Tindall Corporation Virginia Div Dinwiddie Plant | VAG110292 | 001 | 1 | 0% | 0.00070038 | 0.00070038 | 26.1765 | 3.1923 | 14.959 | 56.1116 | 6.8429 | 32.066 | 41.4484 | 2.0005 | 2.1649 | 26.2626 | 3.2028 | 15.0082 | 56.0196 | 6.8317 | 32.0134 | 41.3804 | 1.9972 | 2.1614 | 37.4769 | 4.5704 | 42.8337 | 79.9404 | 9.7488 | 91.3668 | 59.0502 | 2.85 | 6.1686
VA | INSIG | INDUSTRIAL | Titan Skiffes Creek | VAG110148 | 001 | 1 | 0% | 0.00070038 | 0.00070038 | 26.1765 | 3.1923 | 14.959 | 56.1116 | 6.8429 | 32.066 | 45.6553 | 2.7587 | 2.4484 | 26.2626 | 3.2028 | 15.0082 | 56.0196 | 6.8317 | 32.0134 | 45.5804 | 2.7542 | 2.4444 | 37.4769 | 4.5704 | 42.8337 | 79.9404 | 9.7488 | 91.3668 | 65.0436 | 3.9302 | 6.9762
VA | INSIG | INDUSTRIAL | TITAN VIRGINIA CENTREVILLE PLA | VAG110074 | 001 | 1 | 0% | 0.00070038 | 0.00070038 | 26.1765 | 3.1923 | 14.959 | 56.1116 | 6.8429 | 32.066 | 39.5312 | 3.5058 | 4.3654 | 26.2626 | 3.2028 | 15.0082 | 56.0196 | 6.8317 | 32.0134 | 39.4664 | 3.5 | 4.3583 | 37.4769 | 4.5704 | 42.8337 | 79.9404 | 9.7488 | 91.3668 | 56.3188 | 4.9946 | 12.4385
VA | INSIG | INDUSTRIAL | Titan Virginia Ready Mix LLC - Airport Ready Mix | VAG110162 | 001 | 1 | 0% | 0.00070038 | 0.00070038 | 26.1765 | 3.1923 | 14.959 | 56.1116 | 6.8429 | 32.066 | 47.5767 | 5.7356 | 10.3127 | 26.2626 | 3.2028 | 15.0082 | 56.0196 | 6.8317 | 32.0134 | 47.4987 | 5.7262 | 10.2958 | 37.4769 | 4.5704 | 42.8337 | 79.9404 | 9.7488 | 91.3668 | 67.7809 | 8.1714 | 29.3843
VA | INSIG | INDUSTRIAL | Titan Virginia Ready Mix LLC - Campostella | VAG110119 | 001 | 1 | 0% | 0.00070038 | 0.00070038 | 26.1765 | 3.1923 | 14.959 | 56.1116 | 6.8429 | 32.066 | 55.6671 | 6.5939 | 22.1402 | 26.2626 | 3.2028 | 15.0082 | 56.0196 | 6.8317 | 32.0134 | 55.5759 | 6.5831 | 22.1039 | 37.4769 | 4.5704 | 42.8337 | 79.9404 | 9.7488 | 91.3668 | 79.3072 | 9.3941 | 63.0849
VA | INSIG | INDUSTRIAL | Titan Virginia Ready Mix LLC - Clear Brook | VAG110199 | 001 | 1 | 0% | 0.00070038 | 0.00070038 | 26.1765 | 3.1923 | 14.959 | 56.1116 | 6.8429 | 32.066 | 42.7082 | 4.9063 | 18.9688 | 26.2626 | 3.2028 | 15.0082 | 56.0196 | 6.8317 | 32.0134 | 42.6382 | 4.8983 | 18.9377 | 37.4769 | 4.5704 | 42.8337 | 79.9404 | 9.7488 | 91.3668 | 60.845 | 6.9899 | 54.0486
VA | INSIG | INDUSTRIAL | Titan Virginia Ready Mix LLC - Goochland Ready Mix | VAG110195 | 001 | 1 | 0% | 0.00070038 | 0.00070038 | 26.1765 | 3.1923 | 14.959 | 56.1116 | 6.8429 | 32.066 | 42.6271 | 3.7784 | 9.0707 | 26.2626 | 3.2028 | 15.0082 | 56.0196 | 6.8317 | 32.0134 | 42.5572 | 3.7723 | 9.0558 | 37.4769 | 4.5704 | 42.8337 | 79.9404 | 9.7488 | 91.3668 | 60.7295 | 5.383 | 25.8453
VA | INSIG | INDUSTRIAL | Titan Virginia Ready Mix LLC - Leesburg | VAG110202 | 001 | 1 | 0% | 0.00070038 | 0.00070038 | 26.1765 | 3.1923 | 14.959 | 56.1116 | 6.8429 | 32.066 | 43.0255 | 4.508 | 16.7081 | 26.2626 | 3.2028 | 15.0082 | 56.0196 | 6.8317 | 32.0134 | 42.9549 | 4.5006 | 16.6807 | 37.4769 | 4.5704 | 42.8337 | 79.9404 | 9.7488 | 91.3668 | 61.297 | 6.4224 | 47.6071
VA | INSIG | INDUSTRIAL | Titan Virginia Ready Mix LLC - New Post RM Plant | VAG110106 | 001 | 1 | 0% | 0.00070038 | 0.00070038 | 26.1765 | 3.1923 | 14.959 | 56.1116 | 6.8429 | 32.066 | 49.1832 | 3.69 | 5.4607 | 26.2626 | 3.2028 | 15.0082 | 56.0196 | 6.8317 | 32.0134 | 49.1026 | 3.6839 | 5.4518 | 37.4769 | 4.5704 | 42.8337 | 79.9404 | 9.7488 | 91.3668 | 70.0697 | 5.257 | 15.5595
VA | INSIG | INDUSTRIAL | Titan Virginia Ready Mix LLC - Oceana | VAG110033 | 001 | 1 | 0% | 0.00070038 | 0.00070038 | 26.1765 | 3.1923 | 14.959 | 56.1116 | 6.8429 | 32.066 | 51.4451 | 5.5262 | 6.7817 | 26.2626 | 3.2028 | 15.0082 | 56.0196 | 6.8317 | 32.0134 | 51.3608 | 5.5171 | 6.7706 | 37.4769 | 4.5704 | 42.8337 | 79.9404 | 9.7488 | 91.3668 | 73.2923 | 7.873 | 19.3233
VA | INSIG | INDUSTRIAL | Titan Virginia Ready Mix LLC - Rip Rap Road | VAG110146 | 001 | 1 | 0% | 0.00070038 | 0.00070038 | 26.1765 | 3.1923 | 14.959 | 56.1116 | 6.8429 | 32.066 | 51.2974 | 5.5509 | 9.7069 | 26.2626 | 3.2028 | 15.0082 | 56.0196 | 6.8317 | 32.0134 | 51.2133 | 5.5418 | 9.691 | 37.4769 | 4.5704 | 42.8337 | 79.9404 | 9.7488 | 91.3668 | 73.0817 | 7.9082 | 27.6583
VA | INSIG | INDUSTRIAL | Titan Virginia Ready Mix LLC - Stafford | VAG110093 | 001 | 1 | 0% | 0.00070038 | 0.00070038 | 26.1765 | 3.1923 | 14.959 | 56.1116 | 6.8429 | 32.066 | 43.3951 | 5.4171 | 12.2202 | 26.2626 | 3.2028 | 15.0082 | 56.0196 | 6.8317 | 32.0134 | 43.324 | 5.4082 | 12.2001 | 37.4769 | 4.5704 | 42.8337 | 79.9404 | 9.7488 | 91.3668 | 61.8237 | 7.7175 | 34.8194
VA | INSIG | INDUSTRIAL | Titan Virginia Ready Mix LLC - Sterling | VAG110103 | 001 | 1 | 0% | 0.00070038 | 0.00070038 | 26.1765 | 3.1923 | 14.959 | 56.1116 | 6.8429 | 32.066 | 34.7464 | 3.8635 | 10.9573 | 26.2626 | 3.2028 | 15.0082 | 56.0196 | 6.8317 | 32.0134 | 34.6895 | 3.8572 | 10.9393 | 37.4769 | 4.5704 | 42.8337 | 79.9404 | 9.7488 | 91.3668 | 49.5021 | 5.5043 | 31.221
VA | INSIG | INDUSTRIAL | Titan Virginia Ready Mix LLC - Toano | VAG110225 | 001 | 1 | 0% | 0.00070038 | 0.00070038 | 26.1765 | 3.1923 | 14.959 | 56.1116 | 6.8429 | 32.066 | 38.1236 | 1.2513 | 1.076 | 26.2626 | 3.2028 | 15.0082 | 56.0196 | 6.8317 | 32.0134 | 38.0611 | 1.2493 | 1.0742 | 37.4769 | 4.5704 | 42.8337 | 79.9404 | 9.7488 | 91.3668 | 54.3135 | 1.7827 | 3.0659
VA | INSIG | INDUSTRIAL | Titan Virginia Ready Mix LLC- Ashland Ready Mix | VAG110194 | 001 | 1 | 0% | 0.00070038 | 0.00070038 | 26.1765 | 3.1923 | 14.959 | 56.1116 | 6.8429 | 32.066 | 7.8165 | 1.9725 | 0.04626 | 26.2626 | 3.2028 | 15.0082 | 56.0196 | 6.8317 | 32.0134 | 7.8036 | 1.9693 | 0.046184 | 37.4769 | 4.5704 | 42.8337 | 79.9404 | 9.7488 | 91.3668 | 11.1359 | 2.8102 | 0.13181
VA | INSIG | INDUSTRIAL | Titan Virginia Ready-Mix LLC - Front Royal | VAG110252 | 001 | 1 | 0% | 0.00070038 | 0.00070038 | 26.1765 | 3.1923 | 14.959 | 56.1116 | 6.8429 | 32.066 | 53.2488 | 4.925 | 19.3761 | 26.2626 | 3.2028 | 15.0082 | 56.0196 | 6.8317 | 32.0134 | 53.1615 | 4.9169 | 19.3443 | 37.4769 | 4.5704 | 42.8337 | 79.9404 | 9.7488 | 91.3668 | 75.8619 | 7.0165 | 55.209
VA | INSIG | INDUSTRIAL | Trans Ind Incorporated | VA0088153 | 001 | 1 | 0% | 0.0070038 | 0.0070038 | 186.624 | 24.8832 | 617.2835 | 4000.4521 | 533.3936 | 13232.0251 | 3655.7515 | 485.9206 | 4768.802 | 187.2378 | 24.965 | 619.3137 | 3993.8939 | 532.5192 | 13210.3332 | 3649.7585 | 485.124 | 4760.9843 | 267.1897 | 35.6253 | 1767.5306 | 5699.317 | 759.9089 | 37702.4915 | 5208.233 | 692.2756 | 13587.9214
VA | INSIG | INDUSTRIAL | TransMontaigne Product Service | VA0023272 | 001 | 1 | 0% | 1.0017 | 1.0017 | 1.3049 | 0.17398 | 11.0265 | 4000.4521 | 533.3936 | 33804.4864 | 4000.4521 | 533.3936 | 33804.4864 | 1.3092 | 0.17456 | 11.0627 | 3993.8939 | 532.5192 | 33749.0692 | 3993.8939 | 532.5192 | 33749.0692 | 1.8682 | 0.24909 | 31.5732 | 5699.317 | 759.9089 | 96320.3555 | 5699.317 | 759.9089 | 96320.3555
VA | INSIG | INDUSTRIAL | Transmontaigne Product Svs Inc | VA0091561 | 001 | 1 | 0% | 0.13363 | 0.13363 | 1.6509 | 0.0016581 | 2.4608 | 675.219 | 0.67816 | 1006.4707 | 675.219 | 0.67816 | 1006.4707 | 1.6563 | 0.0016636 | 2.4689 | 674.1121 | 0.67705 | 1004.8208 | 674.1121 | 0.67705 | 1004.8208 | 2.3636 | 0.0023739 | 7.0463 | 961.963 | 0.96615 | 2867.7737 | 961.963 | 0.96615 | 2867.7737
VA | INSIG | INDUSTRIAL | TravelCenters of America - Ash | VA0070572 | 001 | 1 | 0% | 0.047416 | 0.047416 | 0.0038942 | 6.9851 | 131.2944 | 0.56513 | 1013.6818 | 19053.574 | 0.29863 | 307.0169 | 2153.1913 | 0.003907 | 7.0081 | 131.7262 | 0.5642 | 1012.02 | 19022.3387 | 0.29814 | 306.5136 | 2149.6615 | 0.0055753 | 10.0005 | 375.9485 | 0.80512 | 1444.1603 | 54290.0431 | 0.42545 | 437.3972 | 6135.1664
VA | INSIG | INDUSTRIAL | TravelCenters of America - Ric | VA0061972 | 001 | 1 | 0% | 0.089719 | 0.089719 | 0.97058 | 0.2834 | 2.4932 | 266.516 | 77.8186 | 684.6089 | 38.6676 | 21.6184 | 1.0577 | 0.97377 | 0.28433 | 2.5014 | 266.079 | 77.691 | 683.4866 | 38.6043 | 21.5829 | 1.0559 | 1.3896 | 0.40574 | 7.1389 | 379.6968 | 110.8657 | 1950.6812 | 55.0886 | 30.799 | 3.0136
VA | INSIG | INDUSTRIAL | Tri Port Terminals Incorporate | VA0083313 | 001 | 1 | 0% | 0.0070038 | 0.0070038 | 186.624 | 24.8832 | 617.2835 | 4000.4521 | 533.3936 | 13232.0251 | 4000.4521 | 533.3936 | 13232.0251 | 187.2378 | 24.965 | 619.3137 | 3993.8939 | 532.5192 | 13210.3332 | 3993.8939 | 532.5192 | 13210.3332 | 267.1897 | 35.6253 | 1767.5306 | 5699.317 | 759.9089 | 37702.4915 | 5699.317 | 759.9089 | 37702.4915
VA | INSIG | INDUSTRIAL | Triangle Rent A Car - Hampton | VAG750152 | 001 | 1 | 0% | 0.0028015 | 0.0028015 | 0.11459 | 8.1776 | 29.918 | 0.98257 | 70.1176 | 256.5279 | 0.9159 | 56.3563 | 84.5326 | 0.11497 | 8.2045 | 30.0164 | 0.98096 | 70.0027 | 256.1074 | 0.91439 | 56.2639 | 84.394 | 0.16406 | 11.7079 | 85.6673 | 1.3998 | 99.8944 | 730.9344 | 1.3048 | 80.289 | 240.8618
VA | INSIG | INDUSTRIAL | Triangle Rent A Car LLC - Virginia Beach | VAG750153 | 001 | 1 | 0% | 0.0028015 | 0.0028015 | 0.11459 | 8.1776 | 29.918 | 0.98257 | 70.1176 | 256.5279 | 0.61476 | 7.2301 | 1.2982 | 0.11497 | 8.2045 | 30.0164 | 0.98096 | 70.0027 | 256.1074 | 0.61375 | 7.2183 | 1.2961 | 0.16406 | 11.7079 | 85.6673 | 1.3998 | 99.8944 | 730.9344 | 0.87583 | 10.3005 | 3.6991
VA | INSIG | INDUSTRIAL | Tyson Foods-Poultry Processing-Feed Prod-Hatchery | VA0090131 | 001 | 1 | 0% | 0.0023813 | 0.0023813 | 39.8147 | 19.4588 | 23.3979 | 290.178 | 141.8197 | 170.5284 | 75.8245 | 43.6422 | 12.8523 | 39.9457 | 19.5228 | 23.4748 | 289.7023 | 141.5872 | 170.2488 | 75.7002 | 43.5706 | 12.8313 | 57.0028 | 27.8592 | 66.9975 | 413.4074 | 202.046 | 485.8928 | 108.0248 | 62.1756 | 36.6206
VA | INSIG | INDUSTRIAL | UNIMIN Corporation | VA0090590 | 001 | 1 | 0% | 0.53824 | 0.53824 | 0.040309 | 1.6189 | 12.4658 | 66.4029 | 2666.968 | 20535.5957 | 57.1792 | 1366.4456 | 6210.0019 | 0.040442 | 1.6243 | 12.5068 | 66.2941 | 2662.596 | 20501.9308 | 57.0855 | 1364.2055 | 6199.8216 | 0.05771 | 2.3178 | 35.6947 | 94.6022 | 3799.5446 | 58512.8215 | 81.4614 | 1946.7316 | 17694.3849
VA | INSIG | INDUSTRIAL | Universal Air and Vacuum Service | VAG750155 | 001 | 1 | 0% | 0.0028015 | 0.0028015 | 0.11459 | 8.1776 | 29.918 | 0.98257 | 70.1176 | 256.5279 | 0.88418 | 63.8763 | 156.9866 | 0.11497 | 8.2045 | 30.0164 | 0.98096 | 70.0027 | 256.1074 | 0.88273 | 63.7715 | 156.7293 | 0.16406 | 11.7079 | 85.6673 | 1.3998 | 99.8944 | 730.9344 | 1.2597 | 91.0025 | 447.3077
VA | INSIG | INDUSTRIAL | US Amines LLC - Portsmouth | VA0090298 | 001 | 1 | 0% | 0.0070038 | 0.0070038 | 186.624 | 24.8832 | 617.2835 | 4000.4521 | 533.3936 | 13232.0251 | 4000.4521 | 533.3936 | 13232.0251 | 187.2378 | 24.965 | 619.3137 | 3993.8939 | 532.5192 | 13210.3332 | 3993.8939 | 532.5192 | 13210.3332 | 267.1897 | 35.6253 | 1767.5306 | 5699.317 | 759.9089 | 37702.4915 | 5699.317 | 759.9089 | 37702.4915
VA | INSIG | INDUSTRIAL | US Army - Cameron Station | VA0089109 | 001 | 1 | 0% | 0.013237 | 0.013237 | 11.1762 | 6.9851 | 11.0265 | 452.7889 | 282.9952 | 446.7251 | 276.9604 | 175.1966 | 164.9836 | 11.2129 | 7.0081 | 11.0627 | 452.0466 | 282.5313 | 445.9927 | 276.5064 | 174.9094 | 164.7131 | 16.0009 | 10.0006 | 31.5732 | 645.074 | 403.1743 | 1272.87 | 394.5767 | 249.5971 | 470.0937
VA | INSIG | INDUSTRIAL | US Army Garrison Fort Lee | VA0059161 | 001 | 1 | 0% | 0.014324 | 0.014324 | 6.6437 | 10.8221 | 2.9937 | 291.261 | 474.4396 | 131.2429 | 198.9755 | 282.6144 | 29.9455 | 6.6656 | 10.8577 | 3.0035 | 290.7835 | 473.6618 | 131.0277 | 198.6493 | 282.1511 | 29.8964 | 9.5119 | 15.494 | 8.5721 | 414.9503 | 675.919 | 373.9552 | 283.474 | 402.6318 | 85.3249
VA | INSIG | INDUSTRIAL | US CIA - George Bush Center | VAG250087 | 001 | 1 | 0% | 0.014008 | 0.014008 | 2.5397 | 1.4711 | 14.959 | 108.8825 | 63.0668 | 641.3198 | 89.8973 | 46.7325 | 330.3029 | 2.5481 | 1.4759 | 15.0082 | 108.704 | 62.9634 | 640.2685 | 89.7499 | 46.6559 | 329.7615 | 3.6361 | 2.1061 | 42.8337 | 155.1214 | 89.8492 | 1827.336 | 128.0738 | 66.5783 | 941.1442
VA | INSIG | INDUSTRIAL | US Department of Defense - Pen | VA0032000 | 001 | 1 | 0% | 22.0867 | 22.0867 | 0.04735 | 0.0063134 | 11.0265 | 4000.4521 | 533.3936 | 931585.2154 | 504.1438 | 8.2864 | 4289.4869 | 0.059374 | 0.0079166 | 13.8265 | 3993.8939 | 532.5192 | 930058.0265 | 503.3173 | 8.2728 | 4282.455 | 0.084728 | 0.011297 | 39.4611 | 5699.317 | 759.9089 | 2654399.716 | 718.2376 | 11.8053 | 12222.1915
VA | INSIG | INDUSTRIAL | US DOE - Thomas Jefferson Nati | VA0089320 | 001 | 1 | 0% | 0.022342 | 0.022342 | 0.13554 | 0.22479 | 11.0265 | 9.2682 | 15.3716 | 753.9955 | 8.4554 | 14.9876 | 264.3636 | 0.13598 | 0.22553 | 11.0627 | 9.253 | 15.3464 | 752.7594 | 8.4415 | 14.963 | 263.9302 | 0.19405 | 0.32184 | 31.5732 | 13.204 | 21.8994 | 2148.3868 | 12.0461 | 21.3523 | 753.2607
VA | INSIG | INDUSTRIAL | US Federal Emergency Managemen | VA0091464 | 001 | 1 | 0% | 0.16809 | 0.16809 | 0 | 0.099727 | 14.959 | 0 | 51.3056 | 7695.8381 | 0 | 30.6899 | 2483.6299 | 0 | 0.10005 | 15.0082 | 0 | 51.2215 | 7683.222 | 0 | 30.6396 | 2479.5584 | 0 | 0.14278 | 42.8337 | 0 | 73.0934 | 21928.032 | 0 | 43.7229 | 7076.6972
VA | INSIG | INDUSTRIAL | US Marine Corps - MCB Quantico - NREAB Industrial | VA0002151 | 001 | 1 | 0% | 0.0023113 | 0.0023113 | 0 | 0.099727 | 14.959 | 0 | 0.70545 | 105.8178 | 0 | 0.28964 | 20.3635 | 0 | 0.10005 | 15.0082 | 0 | 0.7043 | 105.6443 | 0 | 0.28916 | 20.3301 | 0 | 0.14278 | 42.8337 | 0 | 1.005 | 301.5104 | 0 | 0.41264 | 58.0225
VA | INSIG | INDUSTRIAL | US NASA - Langley Research Cen | VA0024741 | 001 | 1 | 0% | 0.29878 | 0.29878 | 4.3747 | 0.58329 | 0.48813 | 4000.4521 | 533.3936 | 446.369 | 3508.3441 | 428.7091 | 147.0902 | 4.3891 | 0.58521 | 0.48973 | 3993.8939 | 532.5192 | 445.6373 | 3502.5927 | 428.0063 | 146.849 | 6.2632 | 0.8351 | 1.3977 | 5699.317 | 759.9089 | 1271.8555 | 4998.2263 | 610.7683 | 419.1093
VA | INSIG | INDUSTRIAL | US Naval Surface Warfare Center - Dahlgren | VA0073636 | 001 | 1 | 0% | 0.0070038 | 0.0070038 | 186.624 | 24.8832 | 25.2657 | 4000.4521 | 533.3936 | 541.5937 | 3556.6959 | 369.7128 | 110.1923 | 187.2378 | 24.965 | 25.3488 | 3993.8939 | 532.5192 | 540.7058 | 3550.8653 | 369.1067 | 110.0117 | 267.1897 | 35.6253 | 72.3459 | 5699.317 | 759.9089 | 1543.1826 | 5067.1117 | 526.718 | 313.975
VA | INSIG | INDUSTRIAL | US Navy - Craney Island - Fuel | VA0005487 | 001 | 1 | 0% | 0.0070038 | 0.0070038 | 186.624 | 24.8832 | 617.2835 | 4000.4521 | 533.3936 | 13232.0251 | 3987.7262 | 529.4943 | 8776.8803 | 187.2378 | 24.965 | 619.3137 | 3993.8939 | 532.5192 | 13210.3332 | 3981.189 | 528.6263 | 8762.492 | 267.1897 | 35.6253 | 1767.5306 | 5699.317 | 759.9089 | 37702.4915 | 5681.1869 | 754.3538 | 25008.285
VA | INSIG | INDUSTRIAL | US Navy - Craney Island WWTP | VA0089605 | 001 | 1 | 0% | 0.10751 | 0.10751 | 11.1761 | 1.6232 | 14.959 | 3677.406 | 534.0954 | 4922.1298 | 3671.4765 | 532.1044 | 3808.7302 | 11.2129 | 1.6285 | 15.0082 | 3671.3774 | 533.2199 | 4914.0607 | 3665.4577 | 531.2321 | 3802.4864 | 16.0009 | 2.3239 | 42.8337 | 5239.0834 | 760.9088 | 14024.8038 | 5230.6359 | 758.0723 | 10852.3539
VA | INSIG | INDUSTRIAL | US Navy - Joint Expeditionary Base - Ft Story | VA0031917 | 001 | 1 | 0% | 0.19036 | 0.19036 | 6.8662 | 0.9155 | 0.001261 | 4000.4521 | 533.3936 | 0.73467 | 4000.4521 | 533.3936 | 0.73467 | 6.8888 | 0.91851 | 0.0012651 | 3993.8939 | 532.5192 | 0.73347 | 3993.8939 | 532.5192 | 0.73347 | 9.8304 | 1.3107 | 0.0036106 | 5699.317 | 759.9089 | 2.0933 | 5699.317 | 759.9089 | 2.0933
VA | INSIG | INDUSTRIAL | US Navy - Naval Station Norfolk | VA0004421 | 001 | 1 | 0% | 4.3897 | 4.3897 | 0.23824 | 0.0011106 | 4.5752 | 4000.4521 | 18.6493 | 76824.4402 | 3976.6734 | 18.2624 | 42257.268 | 0.29874 | 0.0013927 | 5.7371 | 3993.8939 | 18.6188 | 76698.4985 | 3970.1542 | 18.2324 | 42187.9938 | 0.42631 | 0.0019874 | 16.3737 | 5699.317 | 26.5691 | 218898.6783 | 5665.4402 | 26.0178 | 120405.1742
VA | INSIG | INDUSTRIAL | US Navy - Norfolk Naval Shipyard | VA0005215 | 001 | 1 | 0% | 3.1839 | 3.1839 | 0.32847 | 0.043796 | 0.54477 | 4000.4521 | 533.3936 | 6634.7272 | 3966.5642 | 521.8306 | 4077.426 | 0.41188 | 0.054918 | 0.6831 | 3993.8939 | 532.5192 | 6623.8506 | 3960.0617 | 520.9752 | 4070.7417 | 0.58776 | 0.078368 | 1.9496 | 5699.317 | 759.9089 | 18904.57 | 5651.038 | 743.4355 | 11617.9585
VA | INSIG | INDUSTRIAL | US Navy Joint Expeditionary Base Little Creek | VA0079928 | 001 | 1 | 0% | 0.65136 | 0.65136 | 2.0067 | 0.26756 | 4.0954 | 4000.4521 | 533.3936 | 8164.4314 | 4000.4521 | 533.3936 | 8164.4314 | 2.0133 | 0.26844 | 4.1089 | 3993.8939 | 532.5192 | 8151.0471 | 3993.8939 | 532.5192 | 8151.0471 | 2.873 | 0.38307 | 11.7269 | 5699.317 | 759.9089 | 23263.212 | 5699.317 | 759.9089 | 23263.212
VA | INSIG | INDUSTRIAL | US Silica Company Montpelier Operation | VAG840083 | 001 | 1 | 0% | 0.14008 | 0.14008 | 1.5505 | 0.18908 | 27.7317 | 664.7067 | 81.0618 | 11889.0628 | 358.2064 | 33.2483 | 3346.7697 | 1.5556 | 0.1897 | 27.8229 | 663.617 | 80.9289 | 11869.5725 | 357.6192 | 33.1938 | 3341.2832 | 2.2198 | 0.27071 | 79.4069 | 946.9865 | 115.4862 | 33875.9401 | 510.3253 | 47.3678 | 9536.0729
VA | INSIG | INDUSTRIAL | V A Haywood Seafoods | VAG524062 | 001 | 1 | 0% | 0.0016109 | 0.0016109 | 811.4086 | 85.5072 | 21.2154 | 4000.4521 | 421.5726 | 104.5973 | 4000.4521 | 421.5726 | 104.5973 | 814.0772 | 85.7885 | 21.2852 | 3993.8939 | 420.8814 | 104.4259 | 3993.8939 | 420.8814 | 104.4259 | 1161.6943 | 122.4208 | 60.7482 | 5699.317 | 600.601 | 298.033 | 5699.317 | 600.601 | 298.033
VA | INSIG | INDUSTRIAL | VA Concrete Co - Mid Atlantic Materials-Newington | VAG110069 | 001 | 1 | 0% | 0.00070038 | 0.00070038 | 26.1765 | 3.1923 | 14.959 | 56.1116 | 6.8429 | 32.066 | 43.0506 | 6.2614 | 8.1001 | 26.2626 | 3.2028 | 15.0082 | 56.0196 | 6.8317 | 32.0134 | 42.98 | 6.2511 | 8.0868 | 37.4769 | 4.5704 | 42.8337 | 79.9404 | 9.7488 | 91.3668 | 61.3328 | 8.9204 | 23.0798
VA | INSIG | INDUSTRIAL | Valley Building Supply | VAG110309 | 001 | 1 | 0% | 0.00070038 | 0.00070038 | 26.1765 | 3.1923 | 14.959 | 56.1116 | 6.8429 | 32.066 | 35.4558 | 5.407 | 24.338 | 26.2626 | 3.2028 | 15.0082 | 56.0196 | 6.8317 | 32.0134 | 35.3977 | 5.3981 | 24.2981 | 37.4769 | 4.5704 | 42.8337 | 79.9404 | 9.7488 | 91.3668 | 50.5128 | 7.7031 | 69.3472
VA | INSIG | INDUSTRIAL | Valley Milk Products | VA0052621 | 001 | 1 | 0% | 0.016459 | 0.016459 | 36.4222 | 1.1376 | 6.1618 | 1834.7442 | 57.3043 | 310.3984 | 1746.4211 | 43.728 | 192.4878 | 36.542 | 1.1413 | 6.1821 | 1831.7365 | 57.2104 | 309.8896 | 1743.5581 | 43.6563 | 192.1723 | 52.1457 | 1.6287 | 17.6438 | 2613.9018 | 81.6396 | 884.4295 | 2488.0707 | 62.2979 | 548.4626
VA | INSIG | INDUSTRIAL | Valley Redi-Mix Company Inc - Stephens City | VAG110081 | 001 | 1 | 0% | 0.00070038 | 0.00070038 | 26.1765 | 3.1923 | 14.959 | 56.1116 | 6.8429 | 32.066 | 39.4535 | 4.6251 | 15.795 | 26.2626 | 3.2028 | 15.0082 | 56.0196 | 6.8317 | 32.0134 | 39.3888 | 4.6175 | 15.7691 | 37.4769 | 4.5704 | 42.8337 | 79.9404 | 9.7488 | 91.3668 | 56.2081 | 6.5892 | 45.0053
VA | INSIG | INDUSTRIAL | VDOT - Downtown Elizabeth Rive | VA0005851 | 001 | 1 | 0% | 0.1606 | 0.1606 | 8.1389 | 0.040701 | 2.2312 | 4000.4521 | 20.0057 | 1096.694 | 3966.5642 | 19.572 | 673.9823 | 8.1656 | 0.040835 | 2.2385 | 3993.8939 | 19.9729 | 1094.8961 | 3960.0617 | 19.5399 | 672.8774 | 11.6524 | 0.058272 | 6.3888 | 5699.317 | 28.5014 | 3124.8501 | 5651.038 | 27.8836 | 1920.4022
VA | INSIG | INDUSTRIAL | VDOT - Hampton Roads District | VA0005657 | 001 | 1 | 0% | 0.015128 | 0.015128 | 11.1762 | 6.9851 | 1.558 | 517.4739 | 323.419 | 72.139 | 517.4739 | 323.419 | 72.139 | 11.2129 | 7.008 | 1.5632 | 516.6255 | 322.8888 | 72.0208 | 516.6255 | 322.8888 | 72.0208 | 16.0009 | 10.0005 | 4.4613 | 737.2286 | 460.7648 | 205.5483 | 737.2286 | 460.7648 | 205.5483
VA | INSIG | INDUSTRIAL | VDOT - I-564 Tunnel | VA0005835 | 001 | 1 | 0% | 0.070809 | 0.070809 | 0.17628 | 0.01017 | 1.7912 | 38.2029 | 2.204 | 388.1887 | 38.2029 | 2.204 | 388.1887 | 0.17686 | 0.010203 | 1.7971 | 38.1403 | 2.2004 | 387.5524 | 38.1403 | 2.2004 | 387.5524 | 0.25238 | 0.01456 | 5.129 | 54.4264 | 3.14 | 1106.0803 | 54.4264 | 3.14 | 1106.0803
VA | INSIG | INDUSTRIAL | VDOT - Midtown Elizabeth River | VA0005860 | 001 | 1 | 0% | 0.0057431 | 0.0057431 | 11.176 | 0.045011 | 1.3182 | 196.4453 | 0.79118 | 23.1704 | 196.4453 | 0.79118 | 23.1704 | 11.2128 | 0.045159 | 1.3225 | 196.1233 | 0.78989 | 23.1324 | 196.1233 | 0.78989 | 23.1324 | 16.0007 | 0.064443 | 3.7745 | 279.8694 | 1.1272 | 66.0202 | 279.8694 | 1.1272 | 66.0202
VA | INSIG | INDUSTRIAL | VDOT - Monitor Merrimac Memori | VA0080179 | 001 | 1 | 0% | 0.21208 | 0.21208 | 6.1633 | 0.82177 | 2.3512 | 4000.4521 | 533.3936 | 1526.109 | 4000.4521 | 533.3936 | 1526.109 | 6.1835 | 0.82447 | 2.3589 | 3993.8939 | 532.5192 | 1523.6072 | 3993.8939 | 532.5192 | 1523.6072 | 8.824 | 1.1765 | 6.7324 | 5699.317 | 759.9089 | 4348.3981 | 5699.317 | 759.9089 | 4348.3981
VA | INSIG | INDUSTRIAL | VEPCO Maintenance and Supply C | VA0087734 | 001 | 1 | 0% | 0.0070038 | 0.0070038 | 186.624 | 24.8832 | 617.2835 | 4000.4521 | 533.3936 | 13232.0251 | 3552.5731 | 529.0106 | 7689.5214 | 187.2378 | 24.965 | 619.3137 | 3993.8939 | 532.5192 | 13210.3332 | 3546.7492 | 528.1434 | 7676.9157 | 267.1897 | 35.6253 | 1767.5306 | 5699.317 | 759.9089 | 37702.4915 | 5061.238 | 753.6646 | 21910.0338
VA | INSIG | INDUSTRIAL | Vico Construction Corp - Southern Pines Borrow Pit | VAG840072 | 001 | 1 | 0% | 0.14008 | 0.14008 | 1.5505 | 0.18908 | 27.7317 | 664.7067 | 81.0618 | 11889.0628 | 618.1833 | 77.7402 | 3596.9373 | 1.5556 | 0.1897 | 27.8229 | 663.617 | 80.9289 | 11869.5725 | 617.1699 | 77.6128 | 3591.0407 | 2.2198 | 0.27071 | 79.4069 | 946.9865 | 115.4862 | 33875.9401 | 880.7061 | 110.754 | 10248.8845
VA | INSIG | INDUSTRIAL | VIMS Gloucester Point | VA0071528 | 001 | 1 | 0% | 0.5678 | 0.5678 | 1.0613 | 0.027089 | 8.2384 | 1844.3063 | 47.0754 | 14316.8123 | 1844.3063 | 47.0754 | 14316.8123 | 1.0648 | 0.027178 | 8.2655 | 1841.2828 | 46.9983 | 14293.3422 | 1841.2828 | 46.9983 | 14293.3422 | 1.5194 | 0.038783 | 23.5899 | 2627.5245 | 67.0669 | 40793.4153 | 2627.5245 | 67.0669 | 40793.4153
VA | INSIG | INDUSTRIAL | Virginia Beach City - Landfill | VA0086169 | 001 | 1 | 0% | 1.1859 | 1.1859 | 0.13426 | 0.0092021 | 0.15724 | 487.3128 | 33.3993 | 570.6979 | 418.0952 | 28.51 | 103.8404 | 0.13471 | 0.0092324 | 0.15775 | 486.5139 | 33.3445 | 569.7624 | 417.4098 | 28.4632 | 103.6702 | 0.19223 | 0.013175 | 0.45023 | 694.259 | 47.5829 | 1626.1104 | 595.6469 | 40.6172 | 295.8763
VA | INSIG | INDUSTRIAL | Virginia Black Granite | VAG840102 | 001 | 1 | 0% | 0.14008 | 0.14008 | 1.5505 | 0.18908 | 27.7317 | 664.7067 | 81.0618 | 11889.0628 | 537.4549 | 94.5867 | 14799.1223 | 1.5556 | 0.1897 | 27.8229 | 663.617 | 80.9289 | 11869.5725 | 536.5738 | 94.4317 | 14774.8614 | 2.2198 | 0.27071 | 79.4069 | 946.9865 | 115.4862 | 33875.9401 | 765.6949 | 134.7547 | 42167.6786
VA | INSIG | INDUSTRIAL | Virginia Carolina Farm Assoc - Crittenden Rd Mine | VAG840185 | 001 | 1 | 0% | 0.14008 | 0.14008 | 1.5505 | 0.18908 | 27.7317 | 664.7067 | 81.0618 | 11889.0628 | 608.1112 | 62.3379 | 3210.3418 | 1.5556 | 0.1897 | 27.8229 | 663.617 | 80.9289 | 11869.5725 | 607.1143 | 62.2357 | 3205.079 | 2.2198 | 0.27071 | 79.4069 | 946.9865 | 115.4862 | 33875.9401 | 866.3567 | 88.8108 | 9147.3439
VA | INSIG | INDUSTRIAL | Virginia Concrete Company Inc - Alexandria | VAG110086 | 001 | 1 | 0% | 0.00070038 | 0.00070038 | 26.1765 | 3.1923 | 14.959 | 56.1116 | 6.8429 | 32.066 | 56.0698 | 6.5613 | 21.7329 | 26.2626 | 3.2028 | 15.0082 | 56.0196 | 6.8317 | 32.0134 | 55.9779 | 6.5506 | 21.6973 | 37.4769 | 4.5704 | 42.8337 | 79.9404 | 9.7488 | 91.3668 | 79.8809 | 9.3477 | 61.9244
VA | INSIG | INDUSTRIAL | Virginia Concrete Company Inc - Chantilly Plant | VAG110089 | 001 | 1 | 0% | 0.00070038 | 0.00070038 | 26.1765 | 3.1923 | 14.959 | 56.1116 | 6.8429 | 32.066 | 25.7906 | 3.662 | 3.8253 | 26.2626 | 3.2028 | 15.0082 | 56.0196 | 6.8317 | 32.0134 | 25.7484 | 3.656 | 3.819 | 37.4769 | 4.5704 | 42.8337 | 79.9404 | 9.7488 | 91.3668 | 36.7431 | 5.2172 | 10.8996
VA | INSIG | INDUSTRIAL | Virginia Concrete Company Inc - Fairfax Station | VAG110011 | 001 | 1 | 0% | 0.00070038 | 0.00070038 | 26.1765 | 3.1923 | 14.959 | 56.1116 | 6.8429 | 32.066 | 40.6333 | 5.4677 | 14.9001 | 26.2626 | 3.2028 | 15.0082 | 56.0196 | 6.8317 | 32.0134 | 40.5667 | 5.4587 | 14.8757 | 37.4769 | 4.5704 | 42.8337 | 79.9404 | 9.7488 | 91.3668 | 57.8889 | 7.7896 | 42.4554
VA | INSIG | INDUSTRIAL | Virginia Concrete Company Inc - Falls Church | VAG110010 | 001 | 1 | 0% | 0.00070038 | 0.00070038 | 26.1765 | 3.1923 | 14.959 | 56.1116 | 6.8429 | 32.066 | 24.9091 | 1.4405 | 1.9082 | 26.2626 | 3.2028 | 15.0082 | 56.0196 | 6.8317 | 32.0134 | 24.8683 | 1.4382 | 1.9051 | 37.4769 | 4.5704 | 42.8337 | 79.9404 | 9.7488 | 91.3668 | 35.4872 | 2.0523 | 5.4372
VA | INSIG | INDUSTRIAL | Virginia Concrete Company Inc - Gainesville | VAG110100 | 001 | 1 | 0% | 0.00070038 | 0.00070038 | 26.1765 | 3.1923 | 14.959 | 56.1116 | 6.8429 | 32.066 | 23.2474 | 1.0222 | 0.57038 | 26.2626 | 3.2028 | 15.0082 | 56.0196 | 6.8317 | 32.0134 | 23.2093 | 1.0205 | 0.56945 | 37.4769 | 4.5704 | 42.8337 | 79.9404 | 9.7488 | 91.3668 | 33.1198 | 1.4563 | 1.6252
VA | INSIG | INDUSTRIAL | Virginia Concrete Company Inc - Leesburg | VAG110091 | 001 | 1 | 0% | 0.00070038 | 0.00070038 | 26.1765 | 3.1923 | 14.959 | 56.1116 | 6.8429 | 32.066 | 43.7091 | 4.508 | 16.7081 | 26.2626 | 3.2028 | 15.0082 | 56.0196 | 6.8317 | 32.0134 | 43.6375 | 4.5006 | 16.6807 | 37.4769 | 4.5704 | 42.8337 | 79.9404 | 9.7488 | 91.3668 | 62.271 | 6.4224 | 47.6071
VA | INSIG | INDUSTRIAL | Virginia Concrete Company Inc - Lorton | VAG110085 | 001 | 1 | 0% | 0.00070038 | 0.00070038 | 26.1765 | 3.1923 | 14.959 | 56.1116 | 6.8429 | 32.066 | 42.5949 | 5.4993 | 14.8362 | 26.2626 | 3.2028 | 15.0082 | 56.0196 | 6.8317 | 32.0134 | 42.5251 | 5.4903 | 14.8119 | 37.4769 | 4.5704 | 42.8337 | 79.9404 | 9.7488 | 91.3668 | 60.6837 | 7.8346 | 42.2734
VA | INSIG | INDUSTRIAL | Virginia Concrete Company Inc - Newington Plant 1 | VAG110046 | 001 | 1 | 0% | 0.00070038 | 0.00070038 | 26.1765 | 3.1923 | 14.959 | 56.1116 | 6.8429 | 32.066 | 47.9537 | 6.2614 | 8.1001 | 26.2626 | 3.2028 | 15.0082 | 56.0196 | 6.8317 | 32.0134 | 47.8751 | 6.2511 | 8.0868 | 37.4769 | 4.5704 | 42.8337 | 79.9404 | 9.7488 | 91.3668 | 68.3182 | 8.9204 | 23.0798
VA | INSIG | INDUSTRIAL | Virginia Concrete Company Inc - Purcellville | VAG110121 | 001 | 1 | 0% | 0.00070038 | 0.00070038 | 26.1765 | 3.1923 | 14.959 | 56.1116 | 6.8429 | 32.066 | 39.8519 | 4.2521 | 11.2525 | 26.2626 | 3.2028 | 15.0082 | 56.0196 | 6.8317 | 32.0134 | 39.7866 | 4.2451 | 11.2341 | 37.4769 | 4.5704 | 42.8337 | 79.9404 | 9.7488 | 91.3668 | 56.7757 | 6.0578 | 32.0623
VA | INSIG | INDUSTRIAL | Virginia Concrete Company Inc - Shirlington | VAG110087 | 001 | 1 | 0% | 0.00070038 | 0.00070038 | 26.1765 | 3.1923 | 14.959 | 56.1116 | 6.8429 | 32.066 | 50.4932 | 6.2338 | 19.6233 | 26.2626 | 3.2028 | 15.0082 | 56.0196 | 6.8317 | 32.0134 | 50.4104 | 6.2236 | 19.5912 | 37.4769 | 4.5704 | 42.8337 | 79.9404 | 9.7488 | 91.3668 | 71.936 | 8.8811 | 55.9135
VA | INSIG | INDUSTRIAL | Virginia Concrete Company Inc - Spotsylvania | VAG110079 | 001 | 1 | 0% | 0.00070038 | 0.00070038 | 26.1765 | 3.1923 | 14.959 | 56.1116 | 6.8429 | 32.066 | 11.392 | 3.3267 | 2.0171 | 26.2626 | 3.2028 | 15.0082 | 56.0196 | 6.8317 | 32.0134 | 11.3733 | 3.3213 | 2.0138 | 37.4769 | 4.5704 | 42.8337 | 79.9404 | 9.7488 | 91.3668 | 16.2298 | 4.7395 | 5.7475
VA | INSIG | INDUSTRIAL | Virginia Concrete Company Inc - Springfield | VAG110009 | 001 | 1 | 0% | 0.00070038 | 0.00070038 | 26.1765 | 3.1923 | 14.959 | 56.1116 | 6.8429 | 32.066 | 20.4758 | 0.63402 | 0.73579 | 26.2626 | 3.2028 | 15.0082 | 56.0196 | 6.8317 | 32.0134 | 20.4422 | 0.63298 | 0.73458 | 37.4769 | 4.5704 | 42.8337 | 79.9404 | 9.7488 | 91.3668 | 29.1712 | 0.90327 | 2.0965
VA | INSIG | INDUSTRIAL | Virginia Concrete Company Inc - Stafford | VAG110029 | 001 | 1 | 0% | 0.00070038 | 0.00070038 | 26.1765 | 3.1923 | 14.959 | 56.1116 | 6.8429 | 32.066 | 36.8708 | 4.0839 | 10.1542 | 26.2626 | 3.2028 | 15.0082 | 56.0196 | 6.8317 | 32.0134 | 36.8103 | 4.0772 | 10.1376 | 37.4769 | 4.5704 | 42.8337 | 79.9404 | 9.7488 | 91.3668 | 52.5286 | 5.8182 | 28.9328
VA | INSIG | INDUSTRIAL | Virginia Concrete Company Inc - Sterling | VAG110084 | 001 | 1 | 0% | 0.00070038 | 0.00070038 | 26.1765 | 3.1923 | 14.959 | 56.1116 | 6.8429 | 32.066 | 34.7464 | 3.8635 | 10.9573 | 26.2626 | 3.2028 | 15.0082 | 56.0196 | 6.8317 | 32.0134 | 34.6895 | 3.8572 | 10.9393 | 37.4769 | 4.5704 | 42.8337 | 79.9404 | 9.7488 | 91.3668 | 49.5021 | 5.5043 | 31.221
VA | INSIG | INDUSTRIAL | Virginia Concrete Company Inc - Sterling | VAG110088 | 001 | 1 | 0% | 0.00070038 | 0.00070038 | 26.1765 | 3.1923 | 14.959 | 56.1116 | 6.8429 | 32.066 | 34.7464 | 3.8635 | 10.9573 | 26.2626 | 3.2028 | 15.0082 | 56.0196 | 6.8317 | 32.0134 | 34.6895 | 3.8572 | 10.9393 | 37.4769 | 4.5704 | 42.8337 | 79.9404 | 9.7488 | 91.3668 | 49.5021 | 5.5043 | 31.221
VA | INSIG | INDUSTRIAL | Virginia Concrete Company Inc - Woodbridge | VAG110083 | 001 | 1 | 0% | 0.00070038 | 0.00070038 | 26.1765 | 3.1923 | 14.959 | 56.1116 | 6.8429 | 32.066 | 56.1116 | 6.8429 | 32.066 | 26.2626 | 3.2028 | 15.0082 | 56.0196 | 6.8317 | 32.0134 | 56.0196 | 6.8317 | 32.0134 | 37.4769 | 4.5704 | 42.8337 | 79.9404 | 9.7488 | 91.3668 | 79.9404 | 9.7488 | 91.3668
VA | INSIG | INDUSTRIAL | Virginia Concrete Company -Stephens City Plant | VAG110232 | 001 | 1 | 0% | 0.00070038 | 0.00070038 | 26.1765 | 3.1923 | 14.959 | 56.1116 | 6.8429 | 32.066 | 39.4535 | 4.6251 | 15.795 | 26.2626 | 3.2028 | 15.0082 | 56.0196 | 6.8317 | 32.0134 | 39.3888 | 4.6175 | 15.7691 | 37.4769 | 4.5704 | 42.8337 | 79.9404 | 9.7488 | 91.3668 | 56.2081 | 6.5892 | 45.0053
VA | INSIG | INDUSTRIAL | Virginia Oil - Charlottesville | VA0087351 | 001 | 1 | 0% | 0.00070038 | 0.00070038 | 11.1756 | 6.9864 | 11.0267 | 23.9559 | 14.976 | 23.6366 | 18.3107 | 11.3833 | 16.2514 | 11.2124 | 7.0094 | 11.0629 | 23.9166 | 14.9514 | 23.5979 | 18.2807 | 11.3647 | 16.2248 | 16.0001 | 10.0024 | 31.5737 | 34.1292 | 21.3358 | 67.3487 | 26.0867 | 16.2175 | 46.3057
VA | INSIG | INDUSTRIAL | Virginia Trout - Monterey | VA0091260 | 001 | 1 | 0% | 1.5829 | 1.5829 | 4.1288 | 0.55051 | 0.37214 | 20002.2603 | 2666.968 | 1802.8539 | 11730.421 | 2078.033 | 1090.0401 | 4.1424 | 0.55232 | 0.37337 | 19969.4697 | 2662.596 | 1799.8984 | 11711.1908 | 2074.6263 | 1088.2531 | 5.9113 | 0.78817 | 1.0656 | 28496.5848 | 3799.5446 | 5136.9373 | 16711.9582 | 2960.5075 | 3105.891
VA | INSIG | INDUSTRIAL | Virginia Trout - Terry Place | VA0091278 | 001 | 1 | 0% | 2.1794 | 2.1794 | 2.3993 | 0.31991 | 0.46204 | 20002.2603 | 2666.968 | 3851.879 | 2290.7058 | 706.7692 | 182.8441 | 3.0086 | 0.40115 | 0.57937 | 19969.4697 | 2662.596 | 3845.5644 | 2286.9506 | 705.6105 | 182.5444 | 4.2933 | 0.57244 | 1.6535 | 28496.5848 | 3799.5446 | 10975.2992 | 3263.4958 | 1006.9116 | 520.9844
VA | INSIG | INDUSTRIAL | Virginia Vermiculite Limited | VAG840026 | 001 | 1 | 0% | 0.14008 | 0.14008 | 1.5505 | 0.18908 | 27.7317 | 664.7067 | 81.0618 | 11889.0628 | 339.1217 | 38.0433 | 2749.4104 | 1.5556 | 0.1897 | 27.8229 | 663.617 | 80.9289 | 11869.5725 | 338.5657 | 37.981 | 2744.9032 | 2.2198 | 0.27071 | 79.4069 | 946.9865 | 115.4862 | 33875.9401 | 483.1359 | 54.1992 | 7833.9954
VA | INSIG | INDUSTRIAL | Vulcan Construction Materials | VA0058041 | 001 | 1 | 0% | 0.18063 | 0.18063 | 0.0058268 | 0.0023512 | 2.4932 | 3.2212 | 1.2998 | 1378.3032 | 0.486 | 0.37408 | 2.0532 | 0.005846 | 0.0023589 | 2.5014 | 3.216 | 1.2977 | 1376.0437 | 0.48521 | 0.37347 | 2.0499 | 0.0083423 | 0.0033662 | 7.1389 | 4.5892 | 1.8518 | 3927.2496 | 0.69239 | 0.53294 | 5.8503
VA | INSIG | INDUSTRIAL | Vulcan Construction Materials - Graham | VAG840101 | 001 | 1 | 0% | 0.14008 | 0.14008 | 1.5505 | 0.18908 | 27.7317 | 664.7067 | 81.0618 | 11889.0628 | 577.387 | 65.1452 | 5500.8114 | 1.5556 | 0.1897 | 27.8229 | 663.617 | 80.9289 | 11869.5725 | 576.4404 | 65.0384 | 5491.7936 | 2.2198 | 0.27071 | 79.4069 | 946.9865 | 115.4862 | 33875.9401 | 822.5849 | 92.8103 | 15673.6624
VA | INSIG | INDUSTRIAL | Vulcan Construction Materials - Manassas | VAG840092 | 001 | 1 | 0% | 0.14008 | 0.14008 | 1.5505 | 0.18908 | 27.7317 | 664.7067 | 81.0618 | 11889.0628 | 225.9441 | 7.2693 | 117.6777 | 1.5556 | 0.1897 | 27.8229 | 663.617 | 80.9289 | 11869.5725 | 225.5737 | 7.2573 | 117.4848 | 2.2198 | 0.27071 | 79.4069 | 946.9865 | 115.4862 | 33875.9401 | 321.8954 | 10.3563 | 335.3034
VA | INSIG | INDUSTRIAL | Vulcan Construction Materials - Royal Stone Quarry | VAG840118 | 001 | 1 | 0% | 0.14008 | 0.14008 | 1.5505 | 0.18908 | 27.7317 | 664.7067 | 81.0618 | 11889.0628 | 354.6362 | 44.76 | 3363.1127 | 1.5556 | 0.1897 | 27.8229 | 663.617 | 80.9289 | 11869.5725 | 354.0548 | 44.6867 | 3357.5994 | 2.2198 | 0.27071 | 79.4069 | 946.9865 | 115.4862 | 33875.9401 | 505.239 | 63.7682 | 9582.6395
VA | INSIG | INDUSTRIAL | Vulcan Construction Materials - Sanders | VAG840098 | 001 | 1 | 0% | 0.14008 | 0.14008 | 1.5505 | 0.18908 | 27.7317 | 664.7067 | 81.0618 | 11889.0628 | 209.7881 | 42.5612 | 1362.8907 | 1.5556 | 0.1897 | 27.8229 | 663.617 | 80.9289 | 11869.5725 | 209.4442 | 42.4914 | 1360.6564 | 2.2198 | 0.27071 | 79.4069 | 946.9865 | 115.4862 | 33875.9401 | 298.8784 | 60.6356 | 3883.3341
VA | INSIG | INDUSTRIAL | Vulcan Construction Materials - Stafford | VAG840105 | 001 | 1 | 0% | 0.14008 | 0.14008 | 1.5505 | 0.18908 | 27.7317 | 664.7067 | 81.0618 | 11889.0628 | 211.1978 | 41.0365 | 4417.7141 | 1.5556 | 0.1897 | 27.8229 | 663.617 | 80.9289 | 11869.5725 | 210.8516 | 40.9692 | 4410.4719 | 2.2198 | 0.27071 | 79.4069 | 946.9865 | 115.4862 | 33875.9401 | 300.8868 | 58.4634 | 12587.5538
VA | INSIG | INDUSTRIAL | Vulcan Construction Materials - West Lake | VAG840091 | 001 | 1 | 0% | 0.14008 | 0.14008 | 1.5505 | 0.18908 | 27.7317 | 664.7067 | 81.0618 | 11889.0628 | 508.0843 | 67.0652 | 7248.148 | 1.5556 | 0.1897 | 27.8229 | 663.617 | 80.9289 | 11869.5725 | 507.2514 | 66.9553 | 7236.2658 | 2.2198 | 0.27071 | 79.4069 | 946.9865 | 115.4862 | 33875.9401 | 723.8516 | 95.5457 | 20652.4124
VA | INSIG | INDUSTRIAL | Vulcan Construction Materials LP - Amelia Quarry | VAG840137 | 001 | 1 | 0% | 0.14008 | 0.14008 | 1.5505 | 0.18908 | 27.7317 | 664.7067 | 81.0618 | 11889.0628 | 400.1789 | 26.0992 | 972.9687 | 1.5556 | 0.1897 | 27.8229 | 663.617 | 80.9289 | 11869.5725 | 399.5229 | 26.0564 | 971.3736 | 2.2198 | 0.27071 | 79.4069 | 946.9865 | 115.4862 | 33875.9401 | 570.1222 | 37.1827 | 2772.3151
VA | INSIG | INDUSTRIAL | Vulcan Construction Materials LP - Cashion Quarry | VAG840162 | 001 | 1 | 0% | 0.14008 | 0.14008 | 1.5505 | 0.18908 | 27.7317 | 664.7067 | 81.0618 | 11889.0628 | 321.3675 | 20.4742 | 673.4928 | 1.5556 | 0.1897 | 27.8229 | 663.617 | 80.9289 | 11869.5725 | 320.8407 | 20.4407 | 672.3887 | 2.2198 | 0.27071 | 79.4069 | 946.9865 | 115.4862 | 33875.9401 | 457.8421 | 29.169 | 1919.0075
VA | INSIG | INDUSTRIAL | Vulcan Construction Materials LP - Dale Quarry | VAG840114 | 001 | 1 | 0% | 0.14008 | 0.14008 | 1.5505 | 0.18908 | 27.7317 | 664.7067 | 81.0618 | 11889.0628 | 262.0609 | 28.2075 | 834.6222 | 1.5556 | 0.1897 | 27.8229 | 663.617 | 80.9289 | 11869.5725 | 261.6313 | 28.1612 | 833.2539 | 2.2198 | 0.27071 | 79.4069 | 946.9865 | 115.4862 | 33875.9401 | 373.3498 | 40.1863 | 2378.1194
VA | INSIG | INDUSTRIAL | Vulcan Construction Materials LP - Jack Quarry | VAG840126 | 001 | 1 | 0% | 0.14008 | 0.14008 | 1.5505 | 0.18908 | 27.7317 | 664.7067 | 81.0618 | 11889.0628 | 349.7967 | 11.0579 | 320.3153 | 1.5556 | 0.1897 | 27.8229 | 663.617 | 80.9289 | 11869.5725 | 349.2233 | 11.0398 | 319.7902 | 2.2198 | 0.27071 | 79.4069 | 946.9865 | 115.4862 | 33875.9401 | 498.3443 | 15.7539 | 912.686
VA | INSIG | INDUSTRIAL | Vulcan Construction Materials LP - Puddledock Sand | VAG840113 | 001 | 1 | 0% | 0.14008 | 0.14008 | 1.5505 | 0.18908 | 27.7317 | 664.7067 | 81.0618 | 11889.0628 | 543.7372 | 52.5387 | 2684.4993 | 1.5556 | 0.1897 | 27.8229 | 663.617 | 80.9289 | 11869.5725 | 542.8458 | 52.4526 | 2680.0984 | 2.2198 | 0.27071 | 79.4069 | 946.9865 | 115.4862 | 33875.9401 | 774.6451 | 74.8502 | 7649.0416
VA | INSIG | INDUSTRIAL | Vulcan Construction Materials LP - Richmond Quarry | VAG840120 | 001 | 1 | 0% | 0.14008 | 0.14008 | 1.5505 | 0.18908 | 27.7317 | 664.7067 | 81.0618 | 11889.0628 | 662.7527 | 80.3957 | 6909.0863 | 1.5556 | 0.1897 | 27.8229 | 663.617 | 80.9289 | 11869.5725 | 661.6662 | 80.2639 | 6897.7599 | 2.2198 | 0.27071 | 79.4069 | 946.9865 | 115.4862 | 33875.9401 | 944.2027 | 114.5372 | 19686.3115
VA | INSIG | INDUSTRIAL | W C Lowery Incorporated | VAG110226 | 001 | 1 | 0% | 0.00070038 | 0.00070038 | 26.1765 | 3.1923 | 14.959 | 56.1116 | 6.8429 | 32.066 | 48.2456 | 3.3799 | 4.9759 | 26.2626 | 3.2028 | 15.0082 | 56.0196 | 6.8317 | 32.0134 | 48.1666 | 3.3743 | 4.9678 | 37.4769 | 4.5704 | 42.8337 | 79.9404 | 9.7488 | 91.3668 | 68.734 | 4.8152 | 14.1781
VA | INSIG | INDUSTRIAL | W Ellery Kellum Incorporated | VAG524035 | 001 | 1 | 0% | 0.0016109 | 0.0016109 | 811.4086 | 85.5072 | 21.2154 | 4000.4521 | 421.5726 | 104.5973 | 4000.4521 | 421.5726 | 104.5973 | 814.0772 | 85.7885 | 21.2852 | 3993.8939 | 420.8814 | 104.4259 | 3993.8939 | 420.8814 | 104.4259 | 1161.6943 | 122.4208 | 60.7482 | 5699.317 | 600.601 | 298.033 | 5699.317 | 600.601 | 298.033
VA | INSIG | INDUSTRIAL | Walker Sand and Stone Westmoreland Pit | VAG840081 | 001 | 1 | 0% | 0.14008 | 0.14008 | 1.5505 | 0.18908 | 27.7317 | 664.7067 | 81.0618 | 11889.0628 | 560.501 | 56.8231 | 2402.1828 | 1.5556 | 0.1897 | 27.8229 | 663.617 | 80.9289 | 11869.5725 | 559.5821 | 56.73 | 2398.2448 | 2.2198 | 0.27071 | 79.4069 | 946.9865 | 115.4862 | 33875.9401 | 798.5279 | 80.9541 | 6844.6269
VA | INSIG | INDUSTRIAL | Wanchese Fish Company | VAG523006 | 001 | 1 | 0% | 0.0016109 | 0.0016109 | 811.4086 | 85.5072 | 93.5568 | 4000.4521 | 421.5726 | 461.2588 | 4000.4521 | 421.5726 | 461.2588 | 814.0772 | 85.7885 | 93.8645 | 3993.8939 | 420.8814 | 460.5027 | 3993.8939 | 420.8814 | 460.5027 | 1161.6943 | 122.4208 | 267.8906 | 5699.317 | 600.601 | 1314.2816 | 5699.317 | 600.601 | 1314.2816
VA | INSIG | INDUSTRIAL | Warren County - Sanitary Landf | VA0091081 | 001 | 1 | 0% | 0.0021012 | 0.0021012 | 11.1765 | 6.9846 | 0.079091 | 71.8734 | 44.9166 | 0.50862 | 53.4001 | 31.5763 | 0.31368 | 11.2132 | 7.0076 | 0.079351 | 71.7556 | 44.843 | 0.50778 | 53.3126 | 31.5245 | 0.31317 | 16.0014 | 9.9999 | 0.22647 | 102.3958 | 63.9913 | 1.4492 | 76.0774 | 44.9857 | 0.89379
VA | INSIG | INDUSTRIAL | Warrenton WTP | VA0058793 | 001 | 1 | 0% | 1.751 | 1.751 | 0 | 0.099727 | 14.959 | 0 | 534.4332 | 80164.98 | 0 | 177.9151 | 3733.3089 | 0 | 0.10005 | 15.0082 | 0 | 533.5571 | 80033.562 | 0 | 177.6234 | 3727.1887 | 0 | 0.14278 | 42.8337 | 0 | 761.39 | 228417 | 0 | 253.4699 | 10637.4532
VA | INSIG | INDUSTRIAL | Washington Town WTP | VA0087581 | 001 | 1 | 0% | 0.0038521 | 0.0038521 | 0 | 0.099727 | 14.959 | 0 | 1.1758 | 176.363 | 0 | 1.3083 | 134.9235 | 0 | 0.10005 | 15.0082 | 0 | 1.1738 | 176.0738 | 0 | 1.3062 | 134.7023 | 0 | 0.14278 | 42.8337 | 0 | 1.6751 | 502.5174 | 0 | 1.8639 | 384.4424
VA | INSIG | INDUSTRIAL | Water Country USA | VA0089826 | 001 | 1 | 0% | 0.078723 | 0.078723 | 11.1761 | 2.2167 | 0.94806 | 2692.7719 | 534.0954 | 228.4261 | 2299.9116 | 403.4738 | 68.9586 | 11.2129 | 2.224 | 0.95118 | 2688.3575 | 533.2199 | 228.0516 | 2296.1412 | 402.8124 | 68.8456 | 16.0009 | 3.1737 | 2.7147 | 3836.3066 | 760.9088 | 650.8628 | 3276.6109 | 574.8163 | 196.4864
VA | INSIG | INDUSTRIAL | WILCOHESS Travel Plaza 705 | VA0076856 | 001 | 1 | 0% | 0.023813 | 0.023813 | 2.1595 | 6.9851 | 11.0265 | 157.3891 | 509.0873 | 803.631 | 151.8326 | 388.4764 | 498.3569 | 2.1666 | 7.0081 | 11.0627 | 157.1311 | 508.2527 | 802.3135 | 151.5836 | 387.8396 | 497.5399 | 3.0918 | 10.0006 | 31.5732 | 224.2272 | 725.2805 | 2289.815 | 216.311 | 553.45 | 1419.9864
VA | INSIG | INDUSTRIAL | WILCOHESS Travel Plaza 735 | VA0088277 | 001 | 1 | 0% | 0.020031 | 0.020031 | 0.0073745 | 6.9851 | 11.0265 | 0.45211 | 428.234 | 675.996 | 0.15019 | 82.156 | 43.9716 | 0.0073987 | 7.0081 | 11.0627 | 0.45136 | 427.5319 | 674.8878 | 0.14994 | 82.0213 | 43.8995 | 0.010558 | 10.0006 | 31.5732 | 0.6441 | 610.0913 | 1926.1401 | 0.21397 | 117.045 | 125.2898
VA | INSIG | INDUSTRIAL | Williams Hand Car Wash Inc | VAG750157 | 001 | 1 | 0% | 0.0028015 | 0.0028015 | 0.11459 | 8.1776 | 29.918 | 0.98257 | 70.1176 | 256.5279 | 0.95593 | 65.0146 | 97.7155 | 0.11497 | 8.2045 | 30.0164 | 0.98096 | 70.0027 | 256.1074 | 0.95436 | 64.908 | 97.5553 | 0.16406 | 11.7079 | 85.6673 | 1.3998 | 99.8944 | 730.9344 | 1.3619 | 92.6242 | 278.4244
VA | INSIG | INDUSTRIAL | Wilson Ready Mix LLC | VAG110184 | 001 | 1 | 0% | 0.00070038 | 0.00070038 | 26.1765 | 3.1923 | 14.959 | 56.1116 | 6.8429 | 32.066 | 30.5027 | 4.7728 | 14.974 | 26.2626 | 3.2028 | 15.0082 | 56.0196 | 6.8317 | 32.0134 | 30.4527 | 4.765 | 14.9494 | 37.4769 | 4.5704 | 42.8337 | 79.9404 | 9.7488 | 91.3668 | 43.4563 | 6.7997 | 42.6659
VA | INSIG | INDUSTRIAL | Wood Preservers Incorporated | VA0083127 | 001 | 1 | 0% | 0.27896 | 0.27896 | 0.73842 | 0.62556 | 5.5456 | 630.4606 | 534.0954 | 4734.7555 | 472.7987 | 133.5836 | 256.8523 | 0.74085 | 0.62761 | 5.5638 | 629.427 | 533.2199 | 4726.9936 | 472.0236 | 133.3646 | 256.4312 | 1.0572 | 0.89561 | 15.8792 | 898.1971 | 760.9088 | 13490.9114 | 673.5813 | 190.3123 | 731.8586
VA | INSIG | INDUSTRIAL | Wrights Ready Mix | VAG110175 | 001 | 1 | 0% | 0.00070038 | 0.00070038 | 26.1765 | 3.1923 | 14.959 | 56.1116 | 6.8429 | 32.066 | 29.9587 | 2.1817 | 3.2946 | 26.2626 | 3.2028 | 15.0082 | 56.0196 | 6.8317 | 32.0134 | 29.9096 | 2.1781 | 3.2892 | 37.4769 | 4.5704 | 42.8337 | 79.9404 | 9.7488 | 91.3668 | 42.6812 | 3.1081 | 9.3875
VA | INSIG | INDUSTRIAL | Xtreme Window Tinting and Detailing LLC | VAG750206 | 001 | 1 | 0% | 0.0028015 | 0.0028015 | 0.11459 | 0.61362 | 29.918 | 0.98257 | 5.2614 | 256.5279 | 0.85908 | 4.1918 | 35.6449 | 0.11497 | 0.61564 | 30.0164 | 0.98096 | 5.2527 | 256.1074 | 0.85767 | 4.1849 | 35.5864 | 0.16406 | 0.87852 | 85.6673 | 1.3998 | 7.4957 | 730.9344 | 1.2239 | 5.972 | 101.5642
VA | INSIG | INDUSTRIAL | York River Seafood Company Inc | VAG524025 | 001 | 1 | 0% | 0.0016109 | 0.0016109 | 811.4086 | 85.5072 | 93.5568 | 4000.4521 | 421.5726 | 461.2588 | 4000.4521 | 421.5726 | 461.2588 | 814.0772 | 85.7885 | 93.8645 | 3993.8939 | 420.8814 | 460.5027 | 3993.8939 | 420.8814 | 460.5027 | 1161.6943 | 122.4208 | 267.8906 | 5699.317 | 600.601 | 1314.2816 | 5699.317 | 600.601 | 1314.2816
WV | SIG | MUNICIPAL | BERKELEY COUNTY PSSD | WV0082759 | 001 | 1.0056 | 0.5628% | 1.2634 | 1.2706 | 25.8112 | 1.3433 | 8.2715 | 95688.6873 | 4979.8013 | 30664.7252 | 89424.1771 | 3986.485 | 20367.9946 | 6.2965 | 0.62965 | 8.2715 | 24364.48 | 2436.448 | 32007.1625 | 22769.3956 | 1950.452 | 21259.6627 | 6.2965 | 0.62965 | 37.7788 | 24364.48 | 2436.448 | 146186.88 | 22769.3956 | 1950.452 | 97099.6339
WV | SIG | MUNICIPAL | BERKELEY COUNTY PSSD | WV0082759 | 002 | 1.1286 | 12.86% | 1.0201 | 1.1513 | 13.2945 | 2.2942 | 5.3154 | 44601.2079 | 7696.8198 | 17832.3826 | 36961.2074 | 5642.8717 | 10045.7225 | 6.5141 | 0.65141 | 5.3154 | 22841.7 | 2284.17 | 18638.3446 | 18929.0123 | 1674.6239 | 10499.7544 | 6.5141 | 0.65141 | 39.0847 | 22841.7 | 2284.17 | 137050.2 | 18929.0123 | 1674.6239 | 77206.0752
WV | SIG | MUNICIPAL | BERKELEY COUNTY PSSD | WV0082759 | 003 | 1.0341 | 3.408% | 0.80352 | 0.83091 | 3.7408 | 0.74803 | 3.3528 | 8487.0884 | 1697.1368 | 7606.7985 | 7033.2856 | 1244.2445 | 4285.2258 | 3.7408 | 0.74803 | 3.3528 | 9466.3607 | 1892.9589 | 8484.4996 | 7844.8126 | 1387.8101 | 4779.6714 | 10.8315 | 1.0832 | 64.989 | 27410.04 | 2741.004 | 164460.24 | 22714.8147 | 2009.5487 | 92647.2903
WV | SIG | MUNICIPAL | BERKELEY COUNTY PSSD | WV0082759 | 004 | 1.1286 | 12.86% | 0.41029 | 0.46307 | 7.7262 | 2.4822 | 5.7904 | 13433.7201 | 4315.8625 | 10067.8604 | 12990.1247 | 3454.9814 | 6687.2318 | 7.7262 | 1.0798 | 5.7904 | 10896.2115 | 1522.78 | 8166.1323 | 10536.4072 | 1219.0325 | 5424.074 | 10.7976 | 1.0798 | 64.7857 | 15227.8 | 1522.78 | 91366.8 | 14724.9622 | 1219.0325 | 60687.2712
WV | SIG | MUNICIPAL | CHARLES TOWN | WV0022349 | 001 | 1.023 | 2.305% | 1.1104 | 1.136 | 7.1215 | 1.2583 | 9.4894 | 23972.3823 | 4235.6687 | 31943.029 | 20626.5792 | 3089.4107 | 19547.3294 | 7.1215 | 0.77027 | 9.4894 | 24638.024 | 2664.865 | 32829.9918 | 21199.3179 | 1943.6984 | 20090.1006 | 7.7027 | 0.77027 | 46.2162 | 26648.65 | 2664.865 | 159891.9 | 22929.3228 | 1943.6984 | 97844.8114
WV | SIG | MUNICIPAL | FORT ASHBY PSD | WV0105988 | 001 | 1.0016 | 0.1642% | 0.48946 | 0.49027 | 1.7346 | 0.32144 | 2.7387 | 2638.5832 | 488.9532 | 4165.8004 | 1914.3678 | 241.4223 | 1370.934 | 1.7346 | 0.32144 | 2.7387 | 2590.0657 | 479.9625 | 4089.201 | 1879.167 | 236.9831 | 1345.7257
WV | SIG | MUNICIPAL | KEYSER | WV0024392 | 001 | 1.0016 | 0.1642% | 1.66 | 1.6628 | 15.5185 | 1.668 | 14.6496 | 69864.6999 | 7509.2075 | 65953.1918 | 55882.7308 | 4653.9777 | 27112.3548 | 7.2169 | 0.72169 | 14.6496 | 36546.72 | 3654.672 | 74186.9643 | 29232.6528 | 2265.0542 | 30497.1336 | 7.2169 | 0.72169 | 43.3011 | 36546.72 | 3654.672 | 219280.32 | 29232.6528 | 2265.0542 | 90142.8071
WV | SIG | MUNICIPAL | MARTINSBURG | WV0023167 | 001 | 1.0057 | 0.569% | 2.3796 | 2.3932 | 17.5391 | 1.666 | 7.205 | 114762.9945 | 10900.7653 | 47144.4486 | 103550.2747 | 8726.3997 | 31314.0871 | 6.2679 | 0.62679 | 7.205 | 45683.4 | 4568.34 | 52513.7991 | 41219.9825 | 3657.0974 | 34880.4946 | 6.2679 | 0.62679 | 37.6073 | 45683.4 | 4568.34 | 274100.4 | 41219.9825 | 3657.0974 | 182061.8136
WV | SIG | MUNICIPAL | Moorefield Regional WWTP | WV0106038 | 001 | 1.0117 | 1.174% | 2.189 | 2.2147 | 2.6667 | 0.63377 | 2.6213 | 19609.6307 | 4660.512 | 19276.4114 | 15080.3906 | 3120.8336 | 4741.361 | 2.6667 | 0.63377 | 2.6213 | 17986.6706 | 4274.7921 | 17681.0296 | 13832.2858 | 2862.5427 | 4348.9497
WV | SIG | MUNICIPAL | PETERSBURG | WV0021792 | 001 | 1.0038 | 0.375% | 0.48358 | 0.48539 | 12.4744 | 1.1313 | 3.3574 | 20557.8022 | 1864.3541 | 5533.0712 | 14577.5977 | 1250.5893 | 1709.0515 | 12.4744 | 1.1313 | 3.3574 | 18440.7664 | 1672.3635 | 4963.2773 | 13076.4014 | 1121.804 | 1533.0539 | 13.9063 | 1.3906 | 83.4376 | 20557.53 | 2055.753 | 123345.18 | 14577.4047 | 1378.9777 | 38098.7795
WV | SIG | MUNICIPAL | ROMNEY | WV0020699 | 001 | 0.93181 | -6.819% | 0.36552 | 0.3406 | 2.3009 | 0.89007 | 1.982 | 2649.3094 | 1024.8264 | 2282.0752 | 1842.2039 | 426.1511 | 685.9948 | 2.3009 | 0.73401 | 1.982 | 2386.7779 | 761.39 | 2055.9346 | 1659.652 | 316.6069 | 618.0166 | 7.3401 | 0.73401 | 44.0404 | 7613.9 | 761.39 | 45683.4 | 5294.3445 | 316.6069 | 13732.4902
WV | SIG | MUNICIPAL | SHEPHERDSTOWN | WV0024775 | 001 | 1.01 | 0.9971% | 0.2821 | 0.28491 | 4.0455 | 0.28229 | 0.93543 | 2807.7953 | 195.9228 | 649.2331 | 2905.4631 | 155.3128 | 498.4271 | 4.0455 | 0.28229 | 0.93543 | 3510.4145 | 244.9503 | 811.6964 | 3632.5226 | 194.1781 | 623.1528 | 7.0196 | 0.70196 | 42.1178 | 6091.12 | 609.112 | 36546.72 | 6302.9968 | 482.858 | 28057.5264
WV | SIG | MUNICIPAL | WARM SPRINGS PSD | WV0027707 | 001 | 1.0031 | 0.3054% | 0.79705 | 0.79949 | 2.0539 | 0.70225 | 2.554 | 4840.8636 | 1655.1732 | 6019.6624 | 3744.4398 | 977.7039 | 2128.999 | 2.0539 | 0.70225 | 2.554 | 5000.8994 | 1709.8921 | 6218.6685 | 3868.2285 | 1010.0262 | 2199.3823 | 10.882 | 1.0882 | 65.2918 | 26496.372 | 2649.6372 | 158978.232 | 20495.118 | 1565.1297 | 56226.4915
WV | SIG | INDUSTRIAL | LEETOWN SCIENCE CENTER | WV0005649 | 001 | 1 | 0% | 0.95307 | 0.95307 | 4.6531 | 0.024932 | 1.8822 | 9794.8112 | 52.4815 | 3962.0483 | 7844.5228 | 37.0903 | 2131.2051 | 4.4861 | 0.050611 | 2.3385 | 13021.5463 | 146.9053 | 6787.854 | 10428.7684 | 103.8224 | 3651.2197 | 6.2954 | 0.62954 | 37.7727 | 18273.3607 | 1827.3361 | 109640.1644 | 14634.8707 | 1291.4341 | 58975.9784
WV | SIG | INDUSTRIAL | REEDS CREEK HATCHERY | WV0111821 | 001 | 1 | 0% | 1.2573 | 1.2573 | 1.7551 | 0.30357 | 5.8147 | 6987.1154 | 1208.4866 | 23147.9248 | 4173.8165 | 865.2921 | 10370.0601 | 2.5493 | 0.55124 | 16.4459 | 9761.5503 | 2110.7434 | 62972.3349 | 5831.1502 | 1511.3198 | 28211.0342 | 6.8681 | 0.68681 | 41.2087 | 26298.4106 | 2629.8411 | 157790.4636 | 15709.5932 | 1883.0005 | 70688.6949
WV | SIG | INDUSTRIAL | SPRING RUN HATCHERY | WV0112500 | 001 | 1 | 0% | 4.2174 | 4.2174 | 1.1408 | 0.21285 | 6.1264 | 14946.3611 | 2788.6549 | 80265.4418 | 9755.1301 | 1870.6007 | 24792.3378 | 1.7261 | 0.23683 | 8.1847 | 22170.3699 | 3041.8915 | 105127.0239 | 14470.0669 | 2040.4692 | 32471.5672 | 5.098 | 0.5098 | 30.5877 | 65479.54 | 6547.954 | 392877.24 | 42736.9199 | 4392.2995 | 121351.668
WV | SIG | INDUSTRIAL | THE CONSERVATION FUND FRESHWATER INST | WV0116149 | 001 | 1 | 0% | 0.83415 | 0.83415 | 2.8243 | 0.21543 | 1.4595 | 5417.7521 | 413.265 | 2799.7272 | 4895.7521 | 283.9937 | 1493.9252 | 3.4102 | 0.16953 | 1.885 | 8663.3846 | 430.6841 | 4788.7693 | 7828.6681 | 295.964 | 2555.2715 | 6.0541 | 0.60541 | 36.3244 | 15380.078 | 1538.0078 | 92280.468 | 13898.2085 | 1056.9114 | 49240.5535
WV | INSIG | MUNICIPAL | 522 INDUSTRIAL PARK | WVG550694 | 001 | 0.9945 | -0.5501% | 0.025014 | 0.024876 | 17.9508 | 2.9918 | 29.918 | 1374.2568 | 229.0428 | 2290.428 | 1137.1701 | 114.0493 | 731.9462 | 17.9508 | 2.9918 | 29.918 | 1359.9832 | 226.6639 | 2266.6387 | 1125.359 | 112.8648 | 724.3439 | 18.0897 | 3.0149 | 30.1494 | 1370.502 | 228.417 | 2284.17 | 1134.0631 | 113.7377 | 729.9463
WV | INSIG | MUNICIPAL | ALEX RAHMI UNIWEST STP | WV0105155 | 001 | 1.1877 | 18.77% | 0 | 0 |  |  |  | 0 | 0 | 0 | 0 | 0 | 0
WV | INSIG | MUNICIPAL | ALLEN'S MOBILE VILLAGE | WVG550766 | 001 | 1.0038 | 0.375% | 0.010005 | 0.010043 | 17.9508 | 2.9918 | 29.918 | 549.7027 | 91.6171 | 916.1712 | 338.2233 | 31.2588 | 455.1733 | 17.9229 | 2.9872 | 29.8715 | 548.2008 | 91.3668 | 913.668 | 337.2992 | 31.1734 | 453.9297 | 17.9229 | 2.9872 | 29.8715 | 548.2008 | 91.3668 | 913.668 | 337.2992 | 31.1734 | 453.9297
WV | INSIG | MUNICIPAL | Antietam, LLC | WVG551257 | 001 | 1.1286 | 12.86% | 0.0090049 | 0.010163 | 17.9508 | 2.9918 | 29.918 | 494.7324 | 82.4554 | 824.5541 | 451.4441 | 66.0081 | 547.6818 | 15.9398 | 2.6566 | 26.5663 | 493.3807 | 82.2301 | 822.3012 | 450.2106 | 65.8278 | 546.1854 | 15.9398 | 2.6566 | 26.5663 | 493.3807 | 82.2301 | 822.3012 | 450.2106 | 65.8278 | 546.1854
WV | INSIG | MUNICIPAL | AVALON VILLAGE CONDO. | WVG550938 | 001 | 0.93181 | -6.819% | 0.0063035 | 0.0058736 | 17.9508 | 2.9918 | 29.918 | 346.3127 | 57.7188 | 577.1879 | 252.0631 | 21.6903 | 210.8786 | 17.9508 | 2.9918 | 29.918 | 321.111 | 53.5185 | 535.185 | 233.7201 | 20.1118 | 195.5326 | 19.3068 | 3.2178 | 32.1779 | 345.3665 | 57.5611 | 575.6108 | 251.3744 | 21.631 | 210.3024
WV | INSIG | MUNICIPAL | BC PARTNERS | WV0105872 | 001 | 1.1877 | 18.77% | 0 | 0 |  |  |  | 0 | 0 | 0 | 0 | 0 | 0 | [12 empty] | 2649.6372 | 264.9637 | 15897.8232 | 2481.7939 | 200.1886 | 11182.2646
WV | INSIG | MUNICIPAL | BCPSSD Brookefield Subdivision | WV0105708 | 001 | 1.1286 | 12.86% | 0.050027 | 0.056463 | 17.9508 | 2.9918 | 29.918 | 2748.5136 | 458.0856 | 4580.856 | 2568.575 | 366.7117 | 3042.6769 | 15.9398 | 2.6566 | 26.5663 | 2741.004 | 456.834 | 4568.34 | 2561.557 | 365.7097 | 3034.3636 | 15.9398 | 2.6566 | 26.5663 | 2741.004 | 456.834 | 4568.34 | 2561.557 | 365.7097 | 3034.3636
WV | INSIG | MUNICIPAL | BCPSSD Marlowe Town Center | WV0105791 | 001 | 1.1073 | 10.73% | 0.050027 | 0.055394 | 17.9508 | 2.9918 | 29.918 | 2748.5136 | 458.0856 | 4580.856 | 2701.6984 | 350.3745 | 3760.9436 | 16.2472 | 2.7079 | 27.0787 | 2741.004 | 456.834 | 4568.34 | 2694.3167 | 349.4172 | 3750.6678 | 16.2472 | 2.7079 | 27.0787 | 2741.004 | 456.834 | 4568.34 | 2694.3167 | 349.4172 | 3750.6678
WV | INSIG | MUNICIPAL | BCPSSD Nestlewoods | WV0105864 | 001 | 1.1286 | 12.86% | 0 | 0 |  |  |  | 0 | 0 | 0 | 0 | 0 | 0 | [12 empty] | 761.39 | 76.139 | 4568.34 | 785.1175 | 58.3094 | 3461.5954
WV | INSIG | MUNICIPAL | BEARDS FARM ESTATES | WVG551430 | 001 | 1.1286 | 12.86% | 0.0325 | 0.036681 |  |  |  | 0 | 0 | 0 | 0 | 0 | 0 | [9 empty] | 15.9485 | 2.6581 | 26.5808 | 1781.6526 | 296.9421 | 2969.421 | 1385.7039 | 237.7113 | 1972.3363
WV | INSIG | MUNICIPAL | Berkeley Co PSSD Ghant MHP | WVG550858 | 001 | 1 | 0% | 0.0075041 | 0.0075041 | 17.9508 | 2.9918 | 29.918 | 412.277 | 68.7128 | 687.1284 | 381.0784 | 55.0068 | 456.4015 | 17.9508 | 2.9918 | 29.918 | 410.2519 | 68.3753 | 683.7532 | 379.2066 | 54.7366 | 454.1597 | 17.9901 | 2.9984 | 29.9836 | 411.1506 | 68.5251 | 685.251 | 380.0372 | 54.8565 | 455.1545
WV | INSIG | MUNICIPAL | BERKELEY COUNTY PSSD | WV0103161 | 001 | 1.1286 | 12.86% | 0.075041 | 0.084694 | 17.9508 | 2.9918 | 29.918 | 4122.7704 | 687.1284 | 6871.284 | 3986.6322 | 550.0675 | 4564.0153 | 15.9398 | 2.6566 | 26.5663 | 4111.506 | 685.251 | 6852.51 | 3975.7398 | 548.5646 | 4551.5453 | 15.9398 | 2.6566 | 26.5663 | 4111.506 | 685.251 | 6852.51 | 3975.7398 | 548.5646 | 4551.5453
WV | INSIG | MUNICIPAL | BERKELEY COUNTY PSSD | WV0105830 | 001 | 1.0794 | 7.937% | 0.035414 | 0.038225 | 17.9508 | 2.9918 | 29.918 | 1374.2568 | 229.0428 | 2290.428 | 1056.9591 | 167.9212 | 1290.2933 | 11.7725 | 1.9621 | 19.6209 | 1370.502 | 228.417 | 2284.17 | 1054.0712 | 167.4624 | 1286.7679 | 11.7725 | 1.9621 | 19.6209 | 1370.502 | 228.417 | 2284.17 | 1054.0712 | 167.4624 | 1286.7679
WV | INSIG | MUNICIPAL | BERKELEY COUNTY PSSD | WV0105830 | 002 | 1.1286 | 12.86% | 0.052036 | 0.058729 | 17.9508 | 2.9918 | 29.918 | 2858.4541 | 476.409 | 4764.0902 | 2198.4748 | 349.2761 | 2683.8101 | 15.9376 | 2.6563 | 26.5626 | 2850.6442 | 475.1074 | 4751.0736 | 2192.4681 | 348.3218 | 2676.4773 | 15.9376 | 2.6563 | 26.5626 | 2850.6442 | 475.1074 | 4751.0736 | 2192.4681 | 348.3218 | 2676.4773
WV | INSIG | MUNICIPAL | BERKELEY COUNTY PSSD | WVG551294 | 001 | 1.0758 | 7.577% | 0.050027 | 0.053818 | 17.9508 | 2.9918 | 29.918 | 2748.5136 | 458.0856 | 4580.856 | 2708.8369 | 312.8061 | 2811.8669 | 16.7231 | 2.7872 | 27.8718 | 2741.004 | 456.834 | 4568.34 | 2701.4357 | 311.9515 | 2804.1842 | 16.7231 | 2.7872 | 27.8718 | 2741.004 | 456.834 | 4568.34 | 2701.4357 | 311.9515 | 2804.1842
WV | INSIG | MUNICIPAL | Berkeley County PSSD (Northbrook WWTP) | WVG551199 | 001 | 1.3409 | 34.09% | 0.021012 | 0.028174 | 17.9508 | 2.9918 | 29.918 | 1154.3757 | 192.396 | 1923.9595 | 1110.9716 | 142.2654 | 1256.0615 | 13.4164 | 2.2361 | 22.3607 | 1151.2217 | 191.8703 | 1918.7028 | 1107.9361 | 141.8767 | 1252.6296 | 13.4164 | 2.2361 | 22.3607 | 1151.2217 | 191.8703 | 1918.7028 | 1107.9361 | 141.8767 | 1252.6296
WV | INSIG | MUNICIPAL | Berkeley County PSSD (Tomahawk Elementary) | WVG551078 | 001 | 1.1286 | 12.86% | 0.0060033 | 0.0067755 | 17.9508 | 2.9918 | 29.918 | 329.8216 | 54.9703 | 549.7027 | 276.8862 | 26.1316 | 218.9926 | 15.9398 | 2.6566 | 26.5663 | 328.9205 | 54.8201 | 548.2008 | 276.1296 | 26.0602 | 218.3943 | 15.9398 | 2.6566 | 26.5663 | 328.9205 | 54.8201 | 548.2008 | 276.1296 | 26.0602 | 218.3943
WV | INSIG | MUNICIPAL | Berkeley Springs Rehab & Nursing | WVG550373 | 001 | 0.9945 | -0.5501% | 0.035019 | 0.034827 | 17.9508 | 2.9918 | 29.918 | 1923.9595 | 320.6599 | 3206.5992 | 1645.3436 | 159.6691 | 1024.7246 | 17.9508 | 2.9918 | 29.918 | 1903.9765 | 317.3294 | 3173.2942 | 1628.2544 | 158.0107 | 1014.0814 | 18.0897 | 3.0149 | 30.1494 | 1918.7028 | 319.7838 | 3197.838 | 1640.8481 | 159.2328 | 1021.9248
WV | INSIG | MUNICIPAL | Blue Ridge Elementary | WVG551158 | 001 | 1.1877 | 18.77% | 0.012007 | 0.01426 | 17.9508 | 2.9918 | 29.918 | 659.6433 | 109.9405 | 1099.4054 | 614.2517 | 80.1884 | 672.774 | 15.1476 | 2.5246 | 25.2459 | 657.841 | 109.6402 | 1096.4016 | 612.5734 | 79.9693 | 670.9358 | 15.1476 | 2.5246 | 25.2459 | 657.841 | 109.6402 | 1096.4016 | 612.5734 | 79.9693 | 670.9358
WV | INSIG | MUNICIPAL | BROAD LANE MHP | WVG550778 | 001 | 1.1286 | 12.86% | 0.027015 | 0.03049 | 17.9508 | 2.9918 | 29.918 | 1484.1973 | 247.3662 | 2473.6622 | 1408.3029 | 182.9127 | 1614.9362 | 15.9398 | 2.6566 | 26.5663 | 1480.1422 | 246.6904 | 2466.9036 | 1404.4551 | 182.4129 | 1610.5238 | 15.9398 | 2.6566 | 26.5663 | 1480.1422 | 246.6904 | 2466.9036 | 1404.4551 | 182.4129 | 1610.5238
WV | INSIG | MUNICIPAL | BUFFALO RUN TRAILER COURT | WVG550827 | 001 | 0.93181 | -6.819% | 0.0060033 | 0.0055939 | 17.9508 | 2.9918 | 29.918 | 329.8216 | 54.9703 | 549.7027 | 219.2709 | 22.8582 | 165.2414 | 17.9508 | 2.9918 | 29.918 | 305.82 | 50.97 | 509.7 | 203.3142 | 21.1947 | 153.2165 | 19.3068 | 3.2178 | 32.1779 | 328.9205 | 54.8201 | 548.2008 | 218.6718 | 22.7957 | 164.7899
WV | INSIG | MUNICIPAL | Burgundy Center for Wildlife Studies | WVG550823 | 001 | 0.93181 | -6.819% | 0.0035019 | 0.0032631 | 17.9508 | 2.9918 | 29.918 | 192.396 | 32.066 | 320.6599 | 117.6838 | 11.9899 | 81.3401 | 17.9508 | 2.9918 | 29.918 | 178.395 | 29.7325 | 297.325 | 109.1197 | 11.1174 | 75.4208 | 19.3068 | 3.2178 | 32.1779 | 191.8703 | 31.9784 | 319.7838 | 117.3622 | 11.9572 | 81.1178
WV | INSIG | MUNICIPAL | BURLINGTON UM FAM. SERV. | WVG550023 | 001 | 1.0016 | 0.1642% | 0.0050027 | 0.005011 | 17.9508 | 2.9918 | 29.918 | 274.8514 | 45.8086 | 458.0856 | 98.4488 | 18.5387 | 128.8584 | 17.9508 | 2.9918 | 29.918 | 273.9503 | 45.6584 | 456.5838 | 98.126 | 18.4779 | 128.4359 | 17.9607 | 2.9934 | 29.9344 | 274.1004 | 45.6834 | 456.834 | 98.1798 | 18.488 | 128.5063
WV | INSIG | MUNICIPAL | C&R Development | WVG412046 | 001 | 1.1877 | 18.77% | 0.00060486 | 0.00071837 | 17.9508 | 2.9918 | 29.918 | 32.9822 | 5.497 | 54.9703 | 30.8929 | 4.1532 | 38.6652 | 15.2234 | 2.5372 | 25.3723 | 33.3063 | 5.5511 | 55.5106 | 31.1965 | 4.194 | 39.0452 | 15.2234 | 2.5372 | 25.3723 | 33.3063 | 5.5511 | 55.5106 | 31.1965 | 4.194 | 39.0452
WV | INSIG | MUNICIPAL | Cacapon East, Inc | WVG551122 | 001 | 0.9945 | -0.5501% | 0.010005 | 0.0099504 | 17.9508 | 2.9918 | 29.918 | 549.7027 | 91.6171 | 916.1712 | 439.5849 | 45.6197 | 292.7785 | 17.9508 | 2.9918 | 29.918 | 543.9933 | 90.6655 | 906.6555 | 435.0192 | 45.1459 | 289.7376 | 18.0897 | 3.0149 | 30.1494 | 548.2008 | 91.3668 | 913.668 | 438.3838 | 45.4951 | 291.9785
WV | INSIG | MUNICIPAL | Cacapon South Utility | WVG551222 | 001 | 0.9945 | -0.5501% | 0.038021 | 0.037812 | 17.9508 | 2.9918 | 29.918 | 2088.8703 | 348.1451 | 3481.4506 | 1723.4258 | 173.355 | 1112.5582 | 17.9508 | 2.9918 | 29.918 | 2067.1745 | 344.5291 | 3445.2908 | 1705.5256 | 171.5545 | 1101.0027 | 18.0897 | 3.0149 | 30.1494 | 2083.163 | 347.1938 | 3471.9384 | 1718.717 | 172.8814 | 1109.5184
WV | INSIG | MUNICIPAL | Caledonia Heights Subd. | WVG550723 | 001 | 1.0117 | 1.174% | 0.0215 | 0.021752 |  |  |  | 0 | 0 | 0 | 0 | 0 | 0 | [9 empty] | 17.7912 | 2.9652 | 29.652 | 1178.6317 | 196.4386 | 1964.3862 | 839.6875 | 131.5418 | 483.1742
WV | INSIG | MUNICIPAL | CAMP TIMBERRIDGE | WVG550189 | 001 | 0.93181 | -6.819% | 0.021012 | 0.019579 | 17.9508 | 2.9918 | 29.918 | 1154.3757 | 192.396 | 1923.9595 | 716.1322 | 71.9395 | 488.0405 | 17.9508 | 2.9918 | 29.918 | 1070.37 | 178.395 | 1783.9499 | 664.0181 | 66.7044 | 452.525 | 19.3068 | 3.2178 | 32.1779 | 1151.2217 | 191.8703 | 1918.7028 | 714.1755 | 71.743 | 486.707
WV | INSIG | MUNICIPAL | Capon Bridge Technology Park | WVG551283 | 001 | 0.93181 | -6.819% | 0.025014 | 0.023308 | 17.9508 | 2.9918 | 29.918 | 1374.2568 | 229.0428 | 2290.428 | 797.4705 | 85.6423 | 581.0006 | 17.9508 | 2.9918 | 29.918 | 1274.25 | 212.375 | 2123.7499 | 739.4373 | 79.41 | 538.7202 | 19.3068 | 3.2178 | 32.1779 | 1370.502 | 228.417 | 2284.17 | 795.2916 | 85.4083 | 579.4131
WV | INSIG | MUNICIPAL | Capon Bridge Wastewater Treatment Plant | WVG551350 | 001 | 0.93181 | -6.819% | 0.050027 | 0.046616 | 17.9508 | 2.9918 | 29.918 | 2748.5136 | 458.0856 | 4580.856 | 1705.0766 | 171.2846 | 1162.0011 | 17.9508 | 2.9918 | 29.918 | 2548.4999 | 424.75 | 4247.4999 | 1580.9955 | 158.8199 | 1077.4404 | 19.3068 | 3.2178 | 32.1779 | 2741.004 | 456.834 | 4568.34 | 1700.4179 | 170.8166 | 1158.8262
WV | INSIG | MUNICIPAL | CAPON SPRINGS AND FARM | WVG550786 | 001 | 0.93181 | -6.819% | 0.040022 | 0.037293 | 17.9508 | 2.9918 | 29.918 | 2198.8109 | 366.4685 | 3664.6848 | 1269.4949 | 137.0277 | 929.6009 | 17.9508 | 2.9918 | 29.918 | 2038.7999 | 339.8 | 3397.9999 | 1177.1117 | 127.056 | 861.9524 | 19.3068 | 3.2178 | 32.1779 | 2192.8032 | 365.4672 | 3654.672 | 1266.0263 | 136.6533 | 927.061
WV | INSIG | MUNICIPAL | Cave Quarter WWTP | WVG550636 | 001 | 1.1877 | 18.77% | 0.016009 | 0.019013 | 17.9508 | 2.9918 | 29.918 | 879.5244 | 146.5874 | 1465.8739 | 798.1235 | 106.9179 | 897.032 | 15.1476 | 2.5246 | 25.2459 | 877.1213 | 146.1869 | 1461.8688 | 795.9428 | 106.6257 | 894.5811 | 15.1476 | 2.5246 | 25.2459 | 877.1213 | 146.1869 | 1461.8688 | 795.9428 | 106.6257 | 894.5811
WV | INSIG | MUNICIPAL | CENTRAL HAMPSHIRE PSD | WV0081850 | 001 | 0.93181 | -6.819% | 0.20011 | 0.18646 | 17.9508 | 2.9918 | 29.918 | 10994.0544 | 1832.3424 | 18323.424 | 5991.6178 | 787.0432 | 4587.1031 | 17.9508 | 2.9918 | 29.918 | 10193.9997 | 1698.9999 | 16989.9994 | 5555.5983 | 729.7688 | 4253.2923 | 19.3068 | 3.2178 | 32.1779 | 10964.016 | 1827.336 | 18273.36 | 5975.2473 | 784.8928 | 4574.57
WV | INSIG | MUNICIPAL | CHARLES TOWN CITY OF | WV0088013 | 001 | 1.1877 | 18.77% | 0 | 0 | [21 empty] | 10744.7357 | 1790.7893 | 17907.8928 | 8252.0577 | 1306.1653 | 10958.6189
WV | INSIG | MUNICIPAL | CHERRY RUN MHP | WVG550357 | 001 | 1.1286 | 12.86% | 0.013007 | 0.01468 | 17.9508 | 2.9918 | 29.918 | 714.6135 | 119.1023 | 1191.0226 | 567.4503 | 57.7709 | 513.1048 | 15.9398 | 2.6566 | 26.5663 | 712.661 | 118.7768 | 1187.7684 | 565.8999 | 57.613 | 511.7029 | 15.9398 | 2.6566 | 26.5663 | 712.661 | 118.7768 | 1187.7684 | 565.8999 | 57.613 | 511.7029
WV | INSIG | MUNICIPAL | Cliffside Inn, LLC | WVG550828 | 001 | 1.1877 | 18.77% | 0.017009 | 0.020201 | 17.9508 | 2.9918 | 29.918 | 934.4946 | 155.7491 | 1557.491 | 905.7616 | 117.6735 | 1095.5133 | 15.1476 | 2.5246 | 25.2459 | 931.9414 | 155.3236 | 1553.2356 | 903.2868 | 117.3519 | 1092.5201 | 15.1476 | 2.5246 | 25.2459 | 931.9414 | 155.3236 | 1553.2356 | 903.2868 | 117.3519 | 1092.5201
WV | INSIG | MUNICIPAL | Colonial Motel | WVG551230 | 001 | 0.93181 | -6.819% | 0.0022713 | 0.0021164 | 17.9508 | 2.9918 | 29.918 | 126.4316 | 21.0719 | 210.7194 | 76.6783 | 8.7623 | 63.3425 | 17.9508 | 2.9918 | 29.918 | 115.7027 | 19.2838 | 192.8379 | 70.1714 | 8.0187 | 57.9673 | 19.1365 | 3.1894 | 31.8942 | 123.3452 | 20.5575 | 205.5753 | 74.8064 | 8.5484 | 61.7962
WV | INSIG | MUNICIPAL | Concord Retreat LLC | WVG551105 | 001 | 0.93181 | -6.819% | 0.0061033 | 0.0056871 | 17.9508 | 2.9918 | 29.918 | 335.3187 | 55.8864 | 558.8644 | 198.4329 | 20.8967 | 141.7641 | 17.9508 | 2.9918 | 29.918 | 310.917 | 51.8195 | 518.195 | 183.9926 | 19.376 | 131.4477 | 19.3068 | 3.2178 | 32.1779 | 334.4025 | 55.7337 | 557.3375 | 197.8907 | 20.8396 | 141.3768
WV | INSIG | MUNICIPAL | COOLFONT WWTP | WV0105953 | 001 | 0.9945 | -0.5501% | 0 | 0 |  |  |  | 0 | 0 | 0 | 0 | 0 | 0 | [12 empty] | 3045.56 | 304.556 | 18273.36 | 2393.7284 | 141.8881 | 9101.4469
WV | INSIG | MUNICIPAL | Crystal Valley Ranch | WVG550499 | 001 | 0.93181 | -6.819% | 0.0030016 | 0.0027969 | 17.9508 | 2.9918 | 29.918 | 164.9108 | 27.4851 | 274.8514 | 111.7154 | 11.4291 | 82.6207 | 17.9508 | 2.9918 | 29.918 | 152.91 | 25.485 | 254.85 | 103.5857 | 10.5974 | 76.6082 | 19.3068 | 3.2178 | 32.1779 | 164.4602 | 27.41 | 274.1004 | 111.4102 | 11.3978 | 82.3949
WV | INSIG | MUNICIPAL | DOUGLAS OAKS SANDPIPER FLY-IN COMMUNITY | WVG551415 | 001 | 1.1286 | 12.86% | 0.02 | 0.022573 |  |  |  | 0 | 0 | 0 | 0 | 0 | 0 | [9 empty] | 15.9485 | 2.6581 | 26.5808 | 1096.4016 | 182.7336 | 1827.336 | 975.8367 | 86.8673 | 727.981
WV | INSIG | MUNICIPAL | E A Hawse Nursing & Rehab Center | WVG550120 | 001 | 1.0117 | 1.174% | 0.020511 | 0.020752 | 17.9508 | 2.9918 | 29.918 | 1126.8906 | 187.8151 | 1878.151 | 784.181 | 119.0254 | 849.9287 | 17.7815 | 2.9636 | 29.6358 | 1123.8116 | 187.3019 | 1873.0194 | 782.0384 | 118.7002 | 847.6065 | 17.7815 | 2.9636 | 29.6358 | 1123.8116 | 187.3019 | 1873.0194 | 782.0384 | 118.7002 | 847.6065
WV | INSIG | MUNICIPAL | East Hardy Early Middle School | WVG551348 | 001 | 1.0117 | 1.174% | 0.006 | 0.0060704 |  |  |  | 0 | 0 | 0 | 0 | 0 | 0 | [9 empty] | 17.7912 | 2.9652 | 29.652 | 328.9205 | 54.8201 | 548.2008 | 215.3404 | 34.7415 | 248.08
WV | INSIG | MUNICIPAL | EVERGREEN CENTER | WVG550733 | 001 | 1.1286 | 12.86% | 0.010005 | 0.011293 | 17.9508 | 2.9918 | 29.918 | 549.7027 | 91.6171 | 916.1712 | 523.6899 | 67.7454 | 598.1245 | 15.9398 | 2.6566 | 26.5663 | 548.2008 | 91.3668 | 913.668 | 522.2591 | 67.5603 | 596.4903 | 15.9398 | 2.6566 | 26.5663 | 548.2008 | 91.3668 | 913.668 | 522.2591 | 67.5603 | 596.4903
WV | INSIG | MUNICIPAL | FALLING WATERS ESTATES | WVG550132 | 001 | 1.2045 | 20.45% | 0.01801 | 0.021693 | 17.9508 | 2.9918 | 29.918 | 989.4649 | 164.9108 | 1649.1082 | 976.0775 | 121.9418 | 1076.6241 | 14.9356 | 2.4893 | 24.8926 | 986.7614 | 164.4602 | 1644.6024 | 973.4106 | 121.6086 | 1073.6825 | 14.9356 | 2.4893 | 24.8926 | 986.7614 | 164.4602 | 1644.6024 | 973.4106 | 121.6086 | 1073.6825
WV | INSIG | MUNICIPAL | Fountainhead Sewerage System | WVG550524 | 001 | 1.0016 | 0.1642% | 0.013007 | 0.013028 | 17.9508 | 2.9918 | 29.918 | 714.6135 | 119.1023 | 1191.0226 | 233.5352 | 48.2006 | 335.0318 | 17.9508 | 2.9918 | 29.918 | 712.2707 | 118.7118 | 1187.1179 | 232.7696 | 48.0425 | 333.9334 | 17.9607 | 2.9934 | 29.9344 | 712.661 | 118.7768 | 1187.7684 | 232.8972 | 48.0689 | 334.1164
WV | INSIG | MUNICIPAL | FOUNTAINHEAD SUBDIVISION | WVG551421 | 001 | 1.1286 | 12.86% | 0.025014 | 0.028231 | 17.9508 | 2.9918 | 29.918 | 1374.2568 | 229.0428 | 2290.428 | 1226.0657 | 183.3558 | 1521.3384 | 15.9398 | 2.6566 | 26.5663 | 1370.502 | 228.417 | 2284.17 | 1222.7158 | 182.8549 | 1517.1818 | 15.9398 | 2.6566 | 26.5663 | 1370.502 | 228.417 | 2284.17 | 1222.7158 | 182.8549 | 1517.1818
WV | INSIG | MUNICIPAL | Frankfort High School | WVG551060 | 001 | 1.0016 | 0.1642% | 0 | 0 | [21 empty] | 1096.4016 | 182.7336 | 1827.336 | 727.2671 | 90.2253 | 601.3627
WV | INSIG | MUNICIPAL | Frankfort Middle School | WVG551018 | 001 | 1.0016 | 0.1642% | 0 | 0 | [21 empty] | 548.2008 | 91.3668 | 913.668 | 363.6336 | 45.1127 | 300.6814
WV | INSIG | MUNICIPAL | FRANKLIN | WV0024970 | 001 | 0.93476 | -6.524% | 0.20011 | 0.18705 | 17.9508 | 2.9918 | 29.918 | 10994.0544 | 1832.3424 | 18323.424 | 7075.6823 | 1221.7207 | 8135.4448 | 17.9508 | 2.9918 | 29.918 | 10226.3332 | 1704.3889 | 17043.8887 | 6581.5833 | 1136.4072 | 7567.342 | 19.2457 | 3.2076 | 32.0762 | 10964.016 | 1827.336 | 18273.36 | 7056.3498 | 1218.3826 | 8113.2168
WV | INSIG | MUNICIPAL | Gerrardstown (Mtn Ridge) Intermediate School | WVG551369 | 001 | 1.1286 | 12.86% | 0.0080044 | 0.009034 | 17.9508 | 2.9918 | 29.918 | 439.7622 | 73.2937 | 732.937 | 303.1681 | 53.7348 | 412.8939 | 15.9398 | 2.6566 | 26.5663 | 438.5606 | 73.0934 | 730.9344 | 302.3398 | 53.588 | 411.7657 | 15.9398 | 2.6566 | 26.5663 | 438.5606 | 73.0934 | 730.9344 | 302.3398 | 53.588 | 411.7657
WV | INSIG | MUNICIPAL | Gloria Ryals | WVG410499 | 001 | 1.1877 | 18.77% | 0.00050405 | 0.00059864 | 17.9508 | 2.9918 | 29.918 | 27.4851 | 4.5809 | 45.8086 | 25.3907 | 3.17 | 27.8902 | 15.2234 | 2.5372 | 25.3723 | 27.7553 | 4.6259 | 46.2588 | 25.6403 | 3.2011 | 28.1643 | 15.2234 | 2.5372 | 25.3723 | 27.7553 | 4.6259 | 46.2588 | 25.6403 | 3.2011 | 28.1643
WV | INSIG | MUNICIPAL | GRACELAND HOMEOWNERS ASSOC | WVG550200 | 001 | 1.0016 | 0.1642% | 0.0052 | 0.0052085 | [18 empty] | 71.882 | 11.9803 | 119.8033 | 1140.2577 | 190.0429 | 1900.4294 | 752.2948 | 93.8344 | 625.4172
WV | INSIG | MUNICIPAL | Green Gables | WVG551148 | 001 | 1.0016 | 0.1642% | 0.012525 | 0.012545 | 17.9508 | 2.9918 | 29.918 | 687.1284 | 114.5214 | 1145.214 | 444.9841 | 56.5453 | 376.8814 | 17.9508 | 2.9918 | 29.918 | 685.8614 | 114.3102 | 1143.1023 | 444.1635 | 56.4411 | 376.1865 | 17.9779 | 2.9963 | 29.9631 | 686.8956 | 114.4826 | 1144.826 | 444.8333 | 56.5262 | 376.7537
WV | INSIG | MUNICIPAL | Hardy County High School | WVG551349 | 001 | 1.0117 | 1.174% | 0.0050027 | 0.0050615 | 17.9508 | 2.9918 | 29.918 | 274.8514 | 45.8086 | 458.0856 | 179.9446 | 29.0306 | 207.2997 | 17.7815 | 2.9636 | 29.6358 | 274.1004 | 45.6834 | 456.834 | 179.4529 | 28.9513 | 206.7333 | 17.7815 | 2.9636 | 29.6358 | 274.1004 | 45.6834 | 456.834 | 179.4529 | 28.9513 | 206.7333
WV | INSIG | MUNICIPAL | HARDY COUNTY PSD | WVG551422 | 001 | 1.0117 | 1.174% | 0.040022 | 0.040492 | 17.9508 | 2.9918 | 29.918 | 2198.8109 | 366.4685 | 3664.6848 | 1515.9475 | 232.2446 | 1658.3975 | 17.7815 | 2.9636 | 29.6358 | 2192.8032 | 365.4672 | 3654.672 | 1511.8056 | 231.6101 | 1653.8664 | 17.7815 | 2.9636 | 29.6358 | 2192.8032 | 365.4672 | 3654.672 | 1511.8056 | 231.6101 | 1653.8664
WV | INSIG | MUNICIPAL | HARDY COUNTY PSD | WVG551428 | 001 | 1.0117 | 1.174% | 0.0005 | 0.00050587 |  |  |  | 0 | 0 | 0 | 0 | 0 | 0 | [9 empty] | 17.7912 | 2.9652 | 29.652 | 27.41 | 4.5683 | 45.6834 | 17.4059 | 2.8951 | 20.6733
WV | INSIG | MUNICIPAL | HARPERS FERRY KOA | WVG550411 | 001 | 1.1877 | 18.77% | 0.035019 | 0.041591 | 17.9508 | 2.9918 | 29.918 | 1923.9595 | 320.6599 | 3206.5992 | 1941.9657 | 242.2689 | 2255.4686 | 15.1476 | 2.5246 | 25.2459 | 1918.7028 | 319.7838 | 3197.838 | 1936.6598 | 241.6069 | 2249.3061 | 15.1476 | 2.5246 | 25.2459 | 1918.7028 | 319.7838 | 3197.838 | 1936.6598 | 241.6069 | 2249.3061
WV | INSIG | MUNICIPAL | HARPERS FERRY-BOLIVAR PSD | WV0039136 | 001 | 1.0025 | 0.2543% | 0.30016 | 0.30093 | 17.9508 | 2.9918 | 29.918 | 16491.0816 | 2748.5136 | 27485.136 | 16645.4206 | 2076.5903 | 19332.5878 | 17.9445 | 2.9908 | 29.9075 | 16446.024 | 2741.004 | 27410.04 | 16599.9413 | 2070.9166 | 19279.7665 | 17.9445 | 2.9908 | 29.9075 | 16446.024 | 2741.004 | 27410.04 | 16599.9413 | 2070.9166 | 19279.7665
WV | INSIG | MUNICIPAL | Harvest Hills WWTP | WVG551390 | 001 | 0.93181 | -6.819% | 0.040022 | 0.037293 | 17.9508 | 2.9918 | 29.918 | 2198.8109 | 366.4685 | 3664.6848 | 1166.3362 | 157.4086 | 917.4206 | 17.9508 | 2.9918 | 29.918 | 2038.7999 | 339.8 | 3397.9999 | 1081.46 | 145.9538 | 850.6585 | 19.3068 | 3.2178 | 32.1779 | 2192.8032 | 365.4672 | 3654.672 | 1163.1495 | 156.9786 | 914.914
WV | INSIG | MUNICIPAL | Hickory Run Subdivision | WVG551311 | 001 | 1.1286 | 12.86% | 0.011206 | 0.012648 | 17.9508 | 2.9918 | 29.918 | 615.667 | 102.6112 | 1026.1117 | 516.8542 | 48.779 | 408.7862 | 15.9398 | 2.6566 | 26.5663 | 613.9849 | 102.3308 | 1023.3082 | 515.442 | 48.6457 | 407.6693 | 15.9398 | 2.6566 | 26.5663 | 613.9849 | 102.3308 | 1023.3082 | 515.442 | 48.6457 | 407.6693
WV | INSIG | MUNICIPAL | Highland Farms | WV0105767 | 001 | 1.1877 | 18.77% | 0 | 0
WV | INSIG | MUNICIPAL | HIGHPOINTE SUBDIVISION | WVG550964 | 001 | 1.1286 | 12.86% | 0.011206 | 0.012648 | 17.9508 | 2.9918 | 29.918 | 615.667 | 102.6112 | 1026.1117 | 450.8669 | 75.2287 | 578.0514 | 15.9398 | 2.6566 | 26.5663 | 613.9849 | 102.3308 | 1023.3082 | 449.635 | 75.0232 | 576.472 | 15.9398 | 2.6566 | 26.5663 | 613.9849 | 102.3308 | 1023.3082 | 449.635 | 75.0232 | 576.472
WV | INSIG | MUNICIPAL | HUNT CLUB SUBDIVISION | WVG550507 | 001 | 1.0016 | 0.1642% | 0.003 | 0.0030049 | [18 empty] | 71.882 | 11.9803 | 119.8033 | 657.841 | 109.6402 | 1096.4016 | 434.0162 | 54.1352 | 360.8176
WV | INSIG | MUNICIPAL | HUNTFIELD LLC | WV0105821 | 001 | 1.1877 | 18.77% | 0 | 0 |  |  |  | 0 | 0 | 0 | 0 | 0 | 0
WV | INSIG | MUNICIPAL | JEFFREY AND AMY SMITH | WVG414260 | 001 | 1.0016 | 0.1642% | 0.00050405 | 0.00050488 | 17.9508 | 2.9918 | 29.918 | 27.4851 | 4.5809 | 45.8086 | 19.9922 | 2.8391 | 18.8312 | 17.9508 | 2.9918 | 29.918 | 27.6019 | 4.6003 | 46.0032 | 20.0772 | 2.8511 | 18.9112 | 18.0505 | 3.0084 | 30.0842 | 27.7553 | 4.6259 | 46.2588 | 20.1887 | 2.867 | 19.0163
WV | INSIG | MUNICIPAL | John e Russel | WVG412886 | 001 | 0.93181 | -6.819% | 0.00050027 | 0.00046616 | 17.9508 | 2.9918 | 29.918 | 27.4851 | 4.5809 | 45.8086 | 20.7471 | 1.9357 | 12.8642 | 17.9508 | 2.9918 | 29.918 | 25.485 | 4.2475 | 42.475 | 19.2373 | 1.7948 | 11.9281 | 19.3068 | 3.2178 | 32.1779 | 27.41 | 4.5683 | 45.6834 | 20.6904 | 1.9304 | 12.8291
WV | INSIG | MUNICIPAL | JOHN G. DOBBIE | WVG414126 | 001 | 1.1286 | 12.86% | 0.00050405 | 0.00056889 | 17.9508 | 2.9918 | 29.918 | 27.4851 | 4.5809 | 45.8086 | 27.0586 | 3.3873 | 29.9062 | 15.8203 | 2.6367 | 26.3671 | 27.41 | 4.5683 | 45.6834 | 26.9847 | 3.378 | 29.8245 | 15.8203 | 2.6367 | 26.3671 | 27.41 | 4.5683 | 45.6834 | 26.9847 | 3.378 | 29.8245
WV | INSIG | MUNICIPAL | JOSEPH LINK | WV0105881 | 001 | 1.1286 | 12.86% | 0 | 0 |  |  |  | 0 | 0 | 0 | 0 | 0 | 0 | [12 empty] | 1827.336 | 182.7336 | 10964.016 | 1881.5866 | 139.8547 | 8654.7153
WV | INSIG | MUNICIPAL | JUDY LYNN MOBILE HOME PARK | WVG550815 | 001 | 1.1286 | 12.86% | 0.0050027 | 0.0056463 | 17.9508 | 2.9918 | 29.918 | 274.8514 | 45.8086 | 458.0856 | 250.8023 | 36.6712 | 304.2677 | 15.9398 | 2.6566 | 26.5663 | 274.1004 | 45.6834 | 456.834 | 250.117 | 36.571 | 303.4364 | 15.9398 | 2.6566 | 26.5663 | 274.1004 | 45.6834 | 456.834 | 250.117 | 36.571 | 303.4364
WV | INSIG | MUNICIPAL | Julie Sheets & Issac Crouse | WVG413357 | 001 | 0.93181 | -6.819% | 0.00050027 | 0.00046616 | 17.9508 | 2.9918 | 29.918 | 27.4851 | 4.5809 | 45.8086 | 14.3422 | 1.7128 | 11.62 | 17.9508 | 2.9918 | 29.918 | 25.485 | 4.2475 | 42.475 | 13.2985 | 1.5882 | 10.7744 | 19.3068 | 3.2178 | 32.1779 | 27.41 | 4.5683 | 45.6834 | 14.303 | 1.7082 | 11.5883
WV | INSIG | MUNICIPAL | Juniper Ridge Mobile Home Court | WVG551342 | 001 | 1.0117 | 1.174% | 0.009 | 0.0091056 |  |  |  | 0 | 0 | 0 | 0 | 0 | 0 | [9 empty] | 17.7912 | 2.9652 | 29.652 | 493.3807 | 82.2301 | 822.3012 | 371.3287 | 55.064 | 202.259
WV | INSIG | MUNICIPAL | Kim-Sue Corporation | WVG413769 | 001 | 0.93181 | -6.819% | 0.00050027 | 0.00046616 | 17.9508 | 2.9918 | 29.918 | 27.4851 | 4.5809 | 45.8086 | 20.7471 | 1.9357 | 12.8642 | 17.9508 | 2.9918 | 29.918 | 25.485 | 4.2475 | 42.475 | 19.2373 | 1.7948 | 11.9281 | 19.3068 | 3.2178 | 32.1779 | 27.41 | 4.5683 | 45.6834 | 20.6904 | 1.9304 | 12.8291
WV | INSIG | MUNICIPAL | KNOBLEY ESTATES SANITARY CORPORATION | WV0088897 | 001 | 1.0016 | 0.1642% | 0 | 0 | [21 empty] | 3289.2048 | 548.2008 | 5482.008 | 2170.0811 | 270.676 | 1804.0882
WV | INSIG | MUNICIPAL | LAGOON NO. 1,2 AND 3 | WVG550884 | 001 | 0.9945 | -0.5501% | 0.019511 | 0.019403 | 17.9508 | 2.9918 | 29.918 | 1071.9203 | 178.6534 | 1786.5338 | 842.5006 | 83.2319 | 889.8223 | 17.9508 | 2.9918 | 29.918 | 1060.7869 | 176.7978 | 1767.9782 | 833.75 | 82.3675 | 880.5802 | 18.0897 | 3.0149 | 30.1494 | 1068.9916 | 178.1653 | 1781.6526 | 840.1987 | 83.0045 | 887.3911
WV | INSIG | MUNICIPAL | Lakewood Utilites Water Reclamation Plant | WVG550775 | 001 | 1.0016 | 0.1642% | 0 | 0 | [21 empty] | 2713.594 | 452.2657 | 4522.6566 | 2292.4458 | 286.7936 | 2613.1895
WV | INSIG | MUNICIPAL | Leonard & Peg Mc Masters | WVG412299 | 001 | 0.93181 | -6.819% | 0.00050027 | 0.00046616 | 17.9508 | 2.9918 | 29.918 | 27.4851 | 4.5809 | 45.8086 | 17.0508 | 1.7128 | 11.62 | 17.9508 | 2.9918 | 29.918 | 25.485 | 4.2475 | 42.475 | 15.81 | 1.5882 | 10.7744 | 19.3068 | 3.2178 | 32.1779 | 27.41 | 4.5683 | 45.6834 | 17.0042 | 1.7082 | 11.5883
WV | INSIG | MUNICIPAL | LOST RIVER STATE PARK | WVG550937 | 001 | 1.0117 | 1.174% | 0.0090049 | 0.0091106 | 17.9508 | 2.9918 | 29.918 | 494.7324 | 82.4554 | 824.5541 | 320.4291 | 52.255 | 373.1394 | 17.7815 | 2.9636 | 29.6358 | 493.3807 | 82.2301 | 822.3012 | 319.5536 | 52.1123 | 372.1199 | 17.7815 | 2.9636 | 29.6358 | 493.3807 | 82.2301 | 822.3012 | 319.5536 | 52.1123 | 372.1199
WV | INSIG | MUNICIPAL | MARLOWE GARDEN APTS-PHASE I | WVG550914 | 001 | 1.1286 | 12.86% | 0.015008 | 0.016939 | 17.9508 | 2.9918 | 29.918 | 824.5541 | 137.4257 | 1374.2568 | 785.5349 | 101.6182 | 897.1868 | 15.9398 | 2.6566 | 26.5663 | 822.3012 | 137.0502 | 1370.502 | 783.3886 | 101.3405 | 894.7354 | 15.9398 | 2.6566 | 26.5663 | 822.3012 | 137.0502 | 1370.502 | 783.3886 | 101.3405 | 894.7354
WV | INSIG | MUNICIPAL | MICHAEL HOCKMAN | WVG413868 | 001 | 0.93181 | -6.819% | 0.00050405 | 0.00046968 | 17.9508 | 2.9918 | 29.918 | 27.4851 | 4.5809 | 45.8086 | 16.847 | 1.7128 | 11.62 | 17.9508 | 2.9918 | 29.918 | 25.6775 | 4.2796 | 42.7958 | 15.739 | 1.6002 | 10.8558 | 19.4034 | 3.2339 | 32.339 | 27.7553 | 4.6259 | 46.2588 | 17.0126 | 1.7297 | 11.7342
WV | INSIG | MUNICIPAL | MIDWAY MOBILE HOME PARK | WVG550856 | 001 | 1.1286 | 12.86% | 0.023013 | 0.025973 | 17.9508 | 2.9918 | 29.918 | 1264.3163 | 210.7194 | 2107.1938 | 1199.6654 | 155.8145 | 1375.6864 | 15.9398 | 2.6566 | 26.5663 | 1260.8618 | 210.1436 | 2101.4364 | 1196.3877 | 155.3888 | 1371.9277 | 15.9398 | 2.6566 | 26.5663 | 1260.8618 | 210.1436 | 2101.4364 | 1196.3877 | 155.3888 | 1371.9277
WV | INSIG | MUNICIPAL | Moreland's Mobile Home Park | WVG551363 | 001 | 1.0016 | 0.1642% | 0.021 | 0.021034 | [18 empty] | 17.9705 | 2.9951 | 29.9508 | 1151.2217 | 191.8703 | 1918.7028 | 759.5284 | 94.7366 | 631.4309
WV | INSIG | MUNICIPAL | Morgan Village MHP | WVG551263 | 001 | 1.1286 | 12.86% | 0.035019 | 0.039524 | 17.9508 | 2.9918 | 29.918 | 1923.9595 | 320.6599 | 3206.5992 | 1527.7509 | 155.537 | 1381.4359 | 15.9398 | 2.6566 | 26.5663 | 1918.7028 | 319.7838 | 3197.838 | 1523.5768 | 155.1121 | 1377.6615 | 15.9398 | 2.6566 | 26.5663 | 1918.7028 | 319.7838 | 3197.838 | 1523.5768 | 155.1121 | 1377.6615
WV | INSIG | MUNICIPAL | MOUNT STORM IND. PARK | WVG550793 | 001 | 1.0038 | 0.375% | 0.015008 | 0.015065 | 17.9508 | 2.9918 | 29.918 | 824.5541 | 137.4257 | 1374.2568 | 675.9139 | 43.2919 | 3.6371 | 17.9229 | 2.9872 | 29.8715 | 822.3012 | 137.0502 | 1370.502 | 674.0671 | 43.1736 | 3.6272 | 17.9229 | 2.9872 | 29.8715 | 822.3012 | 137.0502 | 1370.502 | 674.0671 | 43.1736 | 3.6272
WV | INSIG | MUNICIPAL | MOUNT STORM VILLAGE | WVG550455 | 001 | 1.0038 | 0.375% | 0.0067037 | 0.0067288 | 17.9508 | 2.9918 | 29.918 | 368.3008 | 61.3835 | 613.8347 | 313.4768 | 44.4343 | 60.461 | 17.9229 | 2.9872 | 29.8715 | 367.2945 | 61.2158 | 612.1576 | 312.6203 | 44.3129 | 60.2958 | 17.9229 | 2.9872 | 29.8715 | 367.2945 | 61.2158 | 612.1576 | 312.6203 | 44.3129 | 60.2958
WV | INSIG | MUNICIPAL | MOUNTAIN TOP PSD | WV0101524 | 001 | 1.0038 | 0.375% | 0.062027 | 0.06226 | 17.9508 | 2.9918 | 29.918 | 2748.5136 | 458.0856 | 4580.856 | 2286.048 | 277.4381 | 402.4855 | 14.4555 | 2.4093 | 24.0925 | 2741.004 | 456.834 | 4568.34 | 2279.802 | 276.6801 | 401.3858 | 14.4555 | 2.4093 | 24.0925 | 2741.004 | 456.834 | 4568.34 | 2279.802 | 276.6801 | 401.3858
WV | INSIG | MUNICIPAL | MOUNTAIN TOP PSD | WV0101524 | 002 | 1.6005 | 60.05% | 0.010007 | 0.016016 | 17.9508 | 2.9918 | 29.918 | 549.7027 | 91.6171 | 916.1712 | 470.3011 | 61.4752 | 77.1137 | 11.2388 | 1.8731 | 18.7314 | 548.2008 | 91.3668 | 913.668 | 469.0162 | 61.3072 | 76.903 | 11.2388 | 1.8731 | 18.7314 | 548.2008 | 91.3668 | 913.668 | 469.0162 | 61.3072 | 76.903
WV | INSIG | MUNICIPAL | MOUNTAIN TOP PSD | WV0101524 | 003 | 1.0016 | 0.1642% | 0.050034 | 0.050116 | 17.9508 | 2.9918 | 29.918 | 2748.5136 | 458.0856 | 4580.856 | 2216.0654 | 232.7865 | 267.4866 | 17.9508 | 2.9918 | 29.918 | 2739.8778 | 456.6463 | 4566.463 | 2209.1025 | 232.0551 | 266.6462 | 17.9582 | 2.993 | 29.9303 | 2741.004 | 456.834 | 4568.34 | 2210.0106 | 232.1505 | 266.7558
WV | INSIG | MUNICIPAL | MOUNTAINAIRE VILLAGE UTILITIES | WVG550462 | 001 | 1.0016 | 0.1642% | 0.030016 | 0.030066 | 17.9508 | 2.9918 | 29.918 | 1649.1082 | 274.8514 | 2748.5136 | 1407.8938 | 174.2905 | 1588.0903 | 17.9508 | 2.9918 | 29.918 | 1643.7016 | 273.9503 | 2739.5027 | 1403.2781 | 173.7191 | 1582.8838 | 17.9607 | 2.9934 | 29.9344 | 1644.6024 | 274.1004 | 2741.004 | 1404.0471 | 173.8143 | 1583.7512
WV | INSIG | MUNICIPAL | N & S Family Resturant | WVG551367 | 001 | 1.0117 | 1.174% | 0.0020011 | 0.0020246 | 17.9508 | 2.9918 | 29.918 | 109.9405 | 18.3234 | 183.2342 | 76.5055 | 11.6122 | 82.9199 | 17.7815 | 2.9636 | 29.6358 | 109.6402 | 18.2734 | 182.7336 | 76.2964 | 11.5805 | 82.6933 | 17.7815 | 2.9636 | 29.6358 | 109.6402 | 18.2734 | 182.7336 | 76.2964 | 11.5805 | 82.6933
WV | INSIG | MUNICIPAL | Oakhill MHC | WVG550137 | 001 | 1.1877 | 18.77% | 0.015008 | 0.017825 | 17.9508 | 2.9918 | 29.918 | 824.5541 | 137.4257 | 1374.2568 | 767.8146 | 100.2355 | 840.9675 | 15.1476 | 2.5246 | 25.2459 | 822.3012 | 137.0502 | 1370.502 | 765.7167 | 99.9616 | 838.6698 | 15.1476 | 2.5246 | 25.2459 | 822.3012 | 137.0502 | 1370.502 | 765.7167 | 99.9616 | 838.6698
WV | INSIG | MUNICIPAL | Old Standard, LLC | WV0105724 | 001 | 1.1877 | 18.77% | 0.12507 | 0.14854 | 4.9863 | 0.49863 | 29.918 | 1908.69 | 190.869 | 11452.14 | 1926.5533 | 144.2077 | 8055.2449 | 4.2077 | 0.42077 | 25.2459 | 1903.475 | 190.3475 | 11420.85 | 1921.2895 | 143.8136 | 8033.236 | 4.2077 | 0.42077 | 25.2459 | 1903.475 | 190.3475 | 11420.85 | 1921.2895 | 143.8136 | 8033.236
WV | INSIG | MUNICIPAL | Page Jackson Elementary School | WVG551159 | 001 | 1.1877 | 18.77% | 0.012007 | 0.01426 | 17.9508 | 2.9918 | 29.918 | 659.6433 | 109.9405 | 1099.4054 | 570.9369 | 80.1884 | 672.774 | 15.1476 | 2.5246 | 25.2459 | 657.841 | 109.6402 | 1096.4016 | 569.377 | 79.9693 | 670.9358 | 15.1476 | 2.5246 | 25.2459 | 657.841 | 109.6402 | 1096.4016 | 569.377 | 79.9693 | 670.9358
WV | INSIG | MUNICIPAL | Panhandle Business Services Inc. | WVG551020 | 001 | 1.1286 | 12.86% | 0.025 | 0.028216 |  |  |  | 0 | 0 | 0 | 0 | 0 | 0 | [9 empty] | 15.9485 | 2.6581 | 26.5808 | 1370.502 | 228.417 | 2284.17 | 1411.19 | 174.8184 | 1803.0657
WV | INSIG | MUNICIPAL | PAW PAW TOWN OF | WV0027405 | 001 | 0.9945 | -0.5501% | 0.20011 | 0.19901 | 17.9508 | 2.9918 | 29.918 | 10994.0544 | 1832.3424 | 18323.424 | 10903.2067 | 1521.3233 | 11866.746 | 17.9508 | 2.9918 | 29.918 | 10879.8658 | 1813.311 | 18133.1096 | 10789.9617 | 1505.5222 | 11743.4933 | 18.0897 | 3.0149 | 30.1494 | 10964.016 | 1827.336 | 18273.36 | 10873.4165 | 1517.1667 | 11834.3232
WV | INSIG | MUNICIPAL | Pendleton Business Ctr | WVG550812 | 001 | 0.93476 | -6.524% | 0.020011 | 0.018705 | 17.9508 | 2.9918 | 29.918 | 1099.4054 | 183.2342 | 1832.3424 | 644.7648 | 120.6002 | 830.6423 | 17.9508 | 2.9918 | 29.918 | 1022.6333 | 170.4389 | 1704.3889 | 599.7405 | 112.1786 | 772.6381 | 19.2457 | 3.2076 | 32.0762 | 1096.4016 | 182.7336 | 1827.336 | 643.0032 | 120.2707 | 828.3728
WV | INSIG | MUNICIPAL | PEPPER TREE MHP | WVG550854 | 001 | 1.1286 | 12.86% | 0.0012007 | 0.0013551 | 17.9508 | 2.9918 | 29.918 | 65.9643 | 10.9941 | 109.9405 | 62.8428 | 8.1295 | 71.7749 | 15.9398 | 2.6566 | 26.5663 | 65.7841 | 10.964 | 109.6402 | 62.6711 | 8.1072 | 71.5788 | 15.9398 | 2.6566 | 26.5663 | 65.7841 | 10.964 | 109.6402 | 62.6711 | 8.1072 | 71.5788
WV | INSIG | MUNICIPAL | Peterkin Camp & Conference Ctr | WVG551285 | 001 | 0.93181 | -6.819% | 0.020011 | 0.018646 | 17.9508 | 2.9918 | 29.918 | 1099.4054 | 183.2342 | 1832.3424 | 736.2749 | 76.1938 | 550.8045 | 17.9508 | 2.9918 | 29.918 | 1019.4 | 169.9 | 1698.9999 | 682.6951 | 70.6491 | 510.7216 | 19.3068 | 3.2178 | 32.1779 | 1096.4016 | 182.7336 | 1827.336 | 734.2633 | 75.9857 | 549.2996
WV | INSIG | MUNICIPAL | POTOMAC ADMINISTRATIVE SITE | WVG550433 | 001 | 1.0038 | 0.375% | 0.0015008 | 0.0015065 | 17.9508 | 2.9918 | 29.918 | 82.4554 | 13.7426 | 137.4257 | 56.6931 | 9.2184 | 42.448 | 17.9229 | 2.9872 | 29.8715 | 82.2301 | 13.705 | 137.0502 | 56.5382 | 9.1932 | 42.332 | 17.9229 | 2.9872 | 29.8715 | 82.2301 | 13.705 | 137.0502 | 56.5382 | 9.1932 | 42.332
WV | INSIG | MUNICIPAL | POTOMAC PARK CAMP INC | WVG550911 | 001 | 1.1286 | 12.86% | 0.025014 | 0.028231 | 17.9508 | 2.9918 | 29.918 | 1374.2568 | 229.0428 | 2290.428 | 1322.5852 | 169.3636 | 1495.3113 | 15.9398 | 2.6566 | 26.5663 | 1370.502 | 228.417 | 2284.17 | 1318.9716 | 168.9009 | 1491.2257 | 15.9398 | 2.6566 | 26.5663 | 1370.502 | 228.417 | 2284.17 | 1318.9716 | 168.9009 | 1491.2257
WV | INSIG | MUNICIPAL | Potomac Plaza | WVG551208 | 001 | 1.1286 | 12.86% | 0.0010005 | 0.0011293 | 17.9508 | 2.9918 | 29.918 | 54.9703 | 9.1617 | 91.6171 | 52.369 | 6.7745 | 59.8125 | 15.9398 | 2.6566 | 26.5663 | 54.8201 | 9.1367 | 91.3668 | 52.2259 | 6.756 | 59.649 | 15.9398 | 2.6566 | 26.5663 | 54.8201 | 9.1367 | 91.3668 | 52.2259 | 6.756 | 59.649
WV | INSIG | MUNICIPAL | POTOMAC ROCK ESTATES | WVG551450 | 001 | 1.1286 | 12.86% | 0.0090049 | 0.010163 | 17.9508 | 2.9918 | 29.918 | 494.7324 | 82.4554 | 824.5541 | 515.6906 | 65.9809 | 679.9885 | 15.9398 | 2.6566 | 26.5663 | 493.3807 | 82.2301 | 822.3012 | 514.2816 | 65.8007 | 678.1307 | 15.9398 | 2.6566 | 26.5663 | 493.3807 | 82.2301 | 822.3012 | 514.2816 | 65.8007 | 678.1307
WV | INSIG | MUNICIPAL | Powell's Patch | WVG550656 | 001 | 1.1286 | 12.86% | 0.025014 | 0.028231 | 17.9508 | 2.9918 | 29.918 | 1374.2568 | 229.0428 | 2290.428 | 1275.0144 | 183.3558 | 1521.3384 | 15.9398 | 2.6566 | 26.5663 | 1370.502 | 228.417 | 2284.17 | 1271.5308 | 182.8549 | 1517.1818 | 15.9398 | 2.6566 | 26.5663 | 1370.502 | 228.417 | 2284.17 | 1271.5308 | 182.8549 | 1517.1818
WV | INSIG | MUNICIPAL | POWNALL'S ADDITION COMM ASSOC | WVG550915 | 001 | 1.0016 | 0.1642% | 0.043024 | 0.043094 | 17.9508 | 2.9918 | 29.918 | 2363.7217 | 393.9536 | 3939.5362 | 1547.1027 | 194.5159 | 1296.4721 | 17.9508 | 2.9918 | 29.918 | 2355.9724 | 392.6621 | 3926.6206 | 1542.0306 | 193.8782 | 1292.2217 | 17.9607 | 2.9934 | 29.9344 | 2357.2634 | 392.8772 | 3928.7724 | 1542.8756 | 193.9845 | 1292.9299
WV | INSIG | MUNICIPAL | PRIESTFIELD PASTORAL CTR | WVG550345 | 001 | 1.1286 | 12.86% | 0.017009 | 0.019197 | 17.9508 | 2.9918 | 29.918 | 934.4946 | 155.7491 | 1557.491 | 783.4388 | 112.1295 | 857.5906 | 15.9398 | 2.6566 | 26.5663 | 931.9414 | 155.3236 | 1553.2356 | 781.2982 | 111.8232 | 855.2475 | 15.9398 | 2.6566 | 26.5663 | 931.9414 | 155.3236 | 1553.2356 | 781.2982 | 111.8232 | 855.2475
WV | INSIG | MUNICIPAL | Ridge View Subdivision | WVG551163 | 001 | 0.9945 | -0.5501% | 0.027015 | 0.026866 | 17.9508 | 2.9918 | 29.918 | 1484.1973 | 247.3662 | 2473.6622 | 1193.2477 | 174.4179 | 1303.9366 | 17.9508 | 2.9918 | 29.918 | 1468.7819 | 244.797 | 2447.9698 | 1180.8542 | 172.6064 | 1290.3934 | 18.0897 | 3.0149 | 30.1494 | 1480.1422 | 246.6904 | 2466.9036 | 1189.9875 | 173.9414 | 1300.3739
WV | INSIG | MUNICIPAL | RIVER BEND PARK | WV0105384 | 001 | 1.1286 | 12.86% | 0.10005 | 0.11293 | 17.9508 | 2.9918 | 29.918 | 5497.0272 | 916.1712 | 9161.712 | 5350.2031 | 579.6472 | 4492.4857 | 15.9398 | 2.6566 | 26.5663 | 5482.008 | 913.668 | 9136.68 | 5335.585 | 578.0635 | 4480.2111 | 15.9398 | 2.6566 | 26.5663 | 5482.008 | 913.668 | 9136.68 | 5335.585 | 578.0635 | 4480.2111
WV | INSIG | MUNICIPAL | Ruby M. Kisamore | WVG412450 | 001 | 0.93476 | -6.524% | 0.00060033 | 0.00056116 | 17.9508 | 2.9918 | 29.918 | 32.9822 | 5.497 | 54.9703 | 17.718 | 2.8005 | 22.6349 | 17.9508 | 2.9918 | 29.918 | 30.679 | 5.1132 | 51.1317 | 16.4808 | 2.6049 | 21.0543 | 19.2457 | 3.2076 | 32.0762 | 32.892 | 5.482 | 54.8201 | 17.6696 | 2.7929 | 22.573
WV | INSIG | MUNICIPAL | S.O.M.E. INC. | WVG550792 | 001 | 0.93181 | -6.819% | 0.0060033 | 0.0055939 | 17.9508 | 2.9918 | 29.918 | 329.8216 | 54.9703 | 549.7027 | 193.0298 | 20.5542 | 139.4401 | 17.9508 | 2.9918 | 29.918 | 305.82 | 50.97 | 509.7 | 178.9827 | 19.0584 | 129.2929 | 19.3068 | 3.2178 | 32.1779 | 328.9205 | 54.8201 | 548.2008 | 192.5024 | 20.498 | 139.0591
WV | INSIG | MUNICIPAL | SENECA ROCKS MINI MALL | WVG550292 | 001 | 0.93476 | -6.524% | 0.001801 | 0.0016835 | 17.9508 | 2.9918 | 29.918 | 98.9465 | 16.4911 | 164.9108 | 61.7821 | 7.5417 | 86.9306 | 17.9508 | 2.9918 | 29.918 | 92.037 | 15.3395 | 153.395 | 57.4678 | 7.0151 | 80.8602 | 19.2457 | 3.2076 | 32.0762 | 98.6761 | 16.446 | 164.4602 | 61.6133 | 7.5211 | 86.6931
WV | INSIG | MUNICIPAL | Seneca Shadows Campground | WVG551371 | 001 | 0.93476 | -6.524% | 0.013207 | 0.012346 | 17.9508 | 2.9918 | 29.918 | 725.6076 | 120.9346 | 1209.346 | 414.5715 | 73.2958 | 646.4458 | 17.9508 | 2.9918 | 29.918 | 674.938 | 112.4897 | 1124.8967 | 385.6218 | 68.1775 | 601.3041 | 19.2457 | 3.2076 | 32.0762 | 723.6251 | 120.6042 | 1206.0418 | 413.4388 | 73.0955 | 644.6796
WV | INSIG | MUNICIPAL | Shadow Valley Farm Subdivision | WVG551401 | 001 | 0.9945 | -0.5501% | 0.0182 | 0.0181 |  |  |  | 0 | 0 | 0 | 0 | 0 | 0 | [9 empty] | 18.0996 | 3.0166 | 30.166 | 997.7255 | 166.2876 | 1662.8758 | 853.241 | 82.8011 | 531.4009
WV | INSIG | MUNICIPAL | Shenandoah Junction WWTP | WVG550533 | 001 | 1.1877 | 18.77% | 0.01801 | 0.02139 | 17.9508 | 2.9918 | 29.918 | 989.4649 | 164.9108 | 1649.1082 | 862.5331 | 114.1189 | 1004.0479 | 15.1476 | 2.5246 | 25.2459 | 986.7614 | 164.4602 | 1644.6024 | 860.1765 | 113.8071 | 1001.3046 | 15.1476 | 2.5246 | 25.2459 | 986.7614 | 164.4602 | 1644.6024 | 860.1765 | 113.8071 | 1001.3046
WV | INSIG | MUNICIPAL | SHERWOOD ACRES SUBD. | WVG550273 | 001 | 1.0016 | 0.1642% | 0.005375 | 0.0053838 | [18 empty] | 71.882 | 11.9803 | 119.8033 | 1178.6317 | 196.4386 | 1964.3862 | 777.6124 | 96.9922 | 646.4649
WV | INSIG | MUNICIPAL | Skyline Village Treatment Plant | WVG551400 | 001 | 0.9945 | -0.5501% | 0.011006 | 0.010945 | 17.9508 | 2.9918 | 29.918 | 604.673 | 100.7788 | 1007.7883 | 466.1434 | 50.1817 | 322.0563 | 17.9508 | 2.9918 | 29.918 | 598.3926 | 99.7321 | 997.321 | 461.3019 | 49.6605 | 318.7113 | 18.0897 | 3.0149 | 30.1494 | 603.0209 | 100.5035 | 1005.0348 | 464.8698 | 50.0446 | 321.1764
WV | INSIG | MUNICIPAL | SLEEPY KNOLLS SUBDIVISION | WVG551424 | 001 | 0.93181 | -6.819% | 0.021012 | 0.019579 | 17.9508 | 2.9918 | 29.918 | 1154.3757 | 192.396 | 1923.9595 | 605.11 | 82.6395 | 481.6458 | 17.9508 | 2.9918 | 29.918 | 1070.37 | 178.395 | 1783.9499 | 561.0752 | 76.6257 | 446.5957 | 19.3068 | 3.2178 | 32.1779 | 1151.2217 | 191.8703 | 1918.7028 | 603.4567 | 82.4137 | 480.3298
WV | INSIG | MUNICIPAL | SMOKE HOLE CAVERNS | WVG550529 | 001 | 1.0038 | 0.375% | 0.0050027 | 0.0050215 | 17.9508 | 2.9918 | 29.918 | 274.8514 | 45.8086 | 458.0856 | 166.4859 | 16.9517 | 187.7319 | 17.9229 | 2.9872 | 29.8715 | 274.1004 | 45.6834 | 456.834 | 166.031 | 16.9054 | 187.219 | 17.9229 | 2.9872 | 29.8715 | 274.1004 | 45.6834 | 456.834 | 166.031 | 16.9054 | 187.219
WV | INSIG | MUNICIPAL | South Fork Crossing Subdivision | WVG551394 | 001 | 0.93476 | -6.524% | 0.0033779 | 0.0031575 | 17.9508 | 2.9918 | 29.918 | 186.8989 | 31.1498 | 311.4982 | 66.359 | 14.7668 | 97.5915 | 17.9508 | 2.9918 | 29.918 | 172.6212 | 28.7702 | 287.702 | 61.2897 | 13.6387 | 90.1362 | 19.1544 | 3.1924 | 31.924 | 184.1955 | 30.6992 | 306.9924 | 65.3991 | 14.5532 | 96.1798
WV | INSIG | MUNICIPAL | Springer Run Park | WVG551048 | 001 | 1.1286 | 12.86% | 0.030016 | 0.033878 | 17.9508 | 2.9918 | 29.918 | 1649.1082 | 274.8514 | 2748.5136 | 1467.7653 | 130.6579 | 1094.9631 | 15.9398 | 2.6566 | 26.5663 | 1644.6024 | 274.1004 | 2741.004 | 1463.755 | 130.3009 | 1091.9714 | 15.9398 | 2.6566 | 26.5663 | 1644.6024 | 274.1004 | 2741.004 | 1463.755 | 130.3009 | 1091.9714
WV | INSIG | MUNICIPAL | Spruce Knoll Subdivision/Country Market Grocery | WVG551343 | 001 | 0.93181 | -6.819% | 0.005 | 0.004659 |  |  |  | 0 | 0 | 0 | 0 | 0 | 0 | [9 empty] | 19.3173 | 3.2196 | 32.1956 | 274.1004 | 45.6834 | 456.834 | 178.4291 | 18.9964 | 137.3249
WV | INSIG | MUNICIPAL | The Corners at Arden WWTP | WVG550966 | 001 | 1.07 | 7.004% | 0.013183 | 0.014107 | 17.9508 | 2.9918 | 29.918 | 725.6076 | 120.9346 | 1209.346 | 507.3208 | 88.6624 | 681.2749 | 16.7922 | 2.7987 | 27.987 | 721.4323 | 120.2387 | 1202.3871 | 504.4016 | 88.1522 | 677.3546 | 16.7922 | 2.7987 | 27.987 | 721.4323 | 120.2387 | 1202.3871 | 504.4016 | 88.1522 | 677.3546
WV | INSIG | MUNICIPAL | The Lagoon LLC | WVG550140 | 001 | 1.0038 | 0.375% | 0.011206 | 0.011248 | 17.9508 | 2.9918 | 29.918 | 615.667 | 102.6112 | 1026.1117 | 418.0225 | 68.8305 | 316.9447 | 17.9229 | 2.9872 | 29.8715 | 613.9849 | 102.3308 | 1023.3082 | 416.8804 | 68.6424 | 316.0788 | 17.9229 | 2.9872 | 29.8715 | 613.9849 | 102.3308 | 1023.3082 | 416.8804 | 68.6424 | 316.0788
WV | INSIG | MUNICIPAL | THE WOODS RESORT | WVG550581 | 001 | 1.1286 | 12.86% | 0.014408 | 0.016261 | 17.9508 | 2.9918 | 29.918 | 791.5719 | 131.9287 | 1319.2865 | 584.6262 | 62.7158 | 525.5823 | 15.9398 | 2.6566 | 26.5663 | 789.4092 | 131.5682 | 1315.6819 | 583.0289 | 62.5445 | 524.1463 | 15.9398 | 2.6566 | 26.5663 | 789.4092 | 131.5682 | 1315.6819 | 583.0289 | 62.5445 | 524.1463
WV | INSIG | MUNICIPAL | Thomas Stollings | WVG413117 | 001 | 1.1286 | 12.86% | 0.00050027 | 0.00056463 | 17.9508 | 2.9918 | 29.918 | 27.4851 | 4.5809 | 45.8086 | 23.5707 | 2.1776 | 18.2494 | 15.9398 | 2.6566 | 26.5663 | 27.41 | 4.5683 | 45.6834 | 23.5063 | 2.1717 | 18.1995 | 15.9398 | 2.6566 | 26.5663 | 27.41 | 4.5683 | 45.6834 | 23.5063 | 2.1717 | 18.1995
WV | INSIG | MUNICIPAL | Tilhance Farm Subdivision | WVG413235 | 001 | 1.1286 | 12.86% | 0.00050027 | 0.00056463 | 17.9508 | 2.9918 | 29.918 | 27.4851 | 4.5809 | 45.8086 | 22.1673 | 2.1776 | 18.2494 | 15.9398 | 2.6566 | 26.5663 | 27.41 | 4.5683 | 45.6834 | 22.1067 | 2.1717 | 18.1995 | 15.9398 | 2.6566 | 26.5663 | 27.41 | 4.5683 | 45.6834 | 22.1067 | 2.1717 | 18.1995
WV | INSIG | MUNICIPAL | TRI-LAKE PARK | WVG550387 | 001 | 0.9945 | -0.5501% | 0.050017 | 0.049742 | 17.9508 | 2.9918 | 29.918 | 2747.9639 | 457.994 | 4579.9398 | 1975.3631 | 228.0531 | 1463.5996 | 17.9508 | 2.9918 | 29.918 | 2719.4224 | 453.2371 | 4532.3707 | 1954.8462 | 225.6844 | 1448.398 | 18.0897 | 3.0149 | 30.1494 | 2740.4558 | 456.7426 | 4567.4263 | 1969.9659 | 227.43 | 1459.6007
WV | INSIG | MUNICIPAL | TROUT POND RECREATION AREA | WVG550214 | 001 | 1.0117 | 1.174% | 0.013207 | 0.013362 | 17.9508 | 2.9918 | 29.918 | 725.6076 | 120.9346 | 1209.346 | 398.8895 | 76.6407 | 547.2712 | 17.7815 | 2.9636 | 29.6358 | 723.6251 | 120.6042 | 1206.0418 | 397.7996 | 76.4313 | 545.7759 | 17.7815 | 2.9636 | 29.6358 | 723.6251 | 120.6042 | 1206.0418 | 397.7996 | 76.4313 | 545.7759
WV | INSIG | MUNICIPAL | UNION EDUCATIONAL | WVG550690 | 001 | 1.0038 | 0.375% | 0.0080044 | 0.0080344 | 17.9508 | 2.9918 | 29.918 | 439.7622 | 73.2937 | 732.937 | 356.1237 | 55.4332 | 61.9724 | 17.9229 | 2.9872 | 29.8715 | 438.5606 | 73.0934 | 730.9344 | 355.1506 | 55.2818 | 61.8031 | 17.9229 | 2.9872 | 29.8715 | 438.5606 | 73.0934 | 730.9344 | 355.1506 | 55.2818 | 61.8031
WV | INSIG | MUNICIPAL | Union Gap Subdivision | WVG551055 | 001 | 1.1286 | 12.86% | 0.009229 | 0.010416 | 17.9508 | 2.9918 | 29.918 | 505.7265 | 84.2878 | 842.8775 | 336.8099 | 61.795 | 474.8279 | 15.9674 | 2.6612 | 26.6124 | 506.5375 | 84.4229 | 844.2292 | 337.3501 | 61.8941 | 475.5894 | 15.9674 | 2.6612 | 26.6124 | 506.5375 | 84.4229 | 844.2292 | 337.3501 | 61.8941 | 475.5894
WV | INSIG | MUNICIPAL | UPPER TRACT PENDELTON CNTY IND. PK | WVG550699 | 001 | 0.93476 | -6.524% | 0.015008 | 0.014029 | 17.9508 | 2.9918 | 29.918 | 824.5541 | 137.4257 | 1374.2568 | 413.7282 | 53.2997 | 521.5624 | 17.9508 | 2.9918 | 29.918 | 766.975 | 127.8292 | 1278.2917 | 384.8373 | 49.5778 | 485.1414 | 19.2457 | 3.2076 | 32.0762 | 822.3012 | 137.0502 | 1370.502 | 412.5978 | 53.1541 | 520.1374
WV | INSIG | MUNICIPAL | US CUSTOMS AND BORDER PROTECTION | WVG551448 | 001 | 1.1877 | 18.77% | 0.040022 | 0.047532 | 17.9508 | 2.9918 | 29.918 | 2198.8109 | 366.4685 | 3664.6848 | 2059.5255 | 276.8787 | 2577.6784 | 15.1476 | 2.5246 | 25.2459 | 2192.8032 | 365.4672 | 3654.672 | 2053.8984 | 276.1222 | 2570.6355 | 15.1476 | 2.5246 | 25.2459 | 2192.8032 | 365.4672 | 3654.672 | 2053.8984 | 276.1222 | 2570.6355
WV | INSIG | MUNICIPAL | US DEPT OF NAVY | WVG551203 | 001 | 0.93476 | -6.524% | 0.050027 | 0.046764 | 17.9508 | 2.9918 | 29.918 | 2748.5136 | 458.0856 | 4580.856 | 930.6201 | 217.1586 | 1435.1684 | 17.9508 | 2.9918 | 29.918 | 2556.5833 | 426.0972 | 4260.9722 | 865.6343 | 201.9943 | 1334.9498 | 19.2457 | 3.2076 | 32.0762 | 2741.004 | 456.834 | 4568.34 | 928.0774 | 216.5653 | 1431.2472
WV | INSIG | MUNICIPAL | VALLEY DALE MAINT. ASSOC. | WVG550862 | 001 | 0.9945 | -0.5501% | 0.010005 | 0.0099504 | 17.9508 | 2.9918 | 29.918 | 549.7027 | 91.6171 | 916.1712 | 437.9707 | 45.6197 | 292.7785 | 17.9508 | 2.9918 | 29.918 | 543.9933 | 90.6655 | 906.6555 | 433.4218 | 45.1459 | 289.7376 | 18.0897 | 3.0149 | 30.1494 | 548.2008 | 91.3668 | 913.668 | 436.7741 | 45.4951 | 291.9785
WV | INSIG | MUNICIPAL | VOLUNTEER FIRE DEPT. | WVG550817 | 001 | 1.0016 | 0.1642% | 0.0012007 | 0.0012026 | 17.9508 | 2.9918 | 29.918 | 65.9643 | 10.9941 | 109.9405 | 42.7185 | 5.4284 | 36.1806 | 17.9508 | 2.9918 | 29.918 | 65.7481 | 10.958 | 109.5801 | 42.5784 | 5.4106 | 36.062 | 17.9607 | 2.9934 | 29.9344 | 65.7841 | 10.964 | 109.6402 | 42.6018 | 5.4135 | 36.0818
WV | INSIG | MUNICIPAL | WALNUT LANE ESTATES | WVG550375 | 001 | 0.93181 | -6.819% | 0.0075041 | 0.0069924 | 17.9508 | 2.9918 | 29.918 | 412.277 | 68.7128 | 687.1284 | 268.3769 | 28.5727 | 206.5517 | 17.9508 | 2.9918 | 29.918 | 382.275 | 63.7125 | 637.125 | 248.8467 | 26.4934 | 191.5206 | 19.3068 | 3.2178 | 32.1779 | 411.1506 | 68.5251 | 685.251 | 267.6437 | 28.4946 | 205.9874
WV | INSIG | MUNICIPAL | WARDENSVILLE TOWN OF | WV0045501 | 001 | 1.0117 | 1.174% | 0.12007 | 0.12147 | 17.9508 | 2.9918 | 29.918 | 6596.4326 | 1099.4054 | 10994.0544 | 4246.1523 | 696.7338 | 4975.1926 | 17.7815 | 2.9636 | 29.6358 | 6578.4096 | 1096.4016 | 10964.016 | 4234.5508 | 694.8302 | 4961.5991 | 17.7815 | 2.9636 | 29.6358 | 6578.4096 | 1096.4016 | 10964.016 | 4234.5508 | 694.8302 | 4961.5991
WV | INSIG | MUNICIPAL | WARM SPRINGS PSD | WV0027707 | 002 | 1.0387 | 3.874% | 0.060033 | 0.062359 | 17.9508 | 2.9918 | 29.918 | 3298.2163 | 549.7027 | 5497.0272 | 2523.531 | 197.8569 | 1972.8471 | 17.3192 | 2.8865 | 28.8653 | 3289.2048 | 548.2008 | 5482.008 | 2516.6361 | 197.3163 | 1967.4568 | 17.3192 | 2.8865 | 28.8653 | 3289.2048 | 548.2008 | 5482.008 | 2516.6361 | 197.3163 | 1967.4568
WV | INSIG | MUNICIPAL | Waugh's Community Home Park | WVG550673 | 001 | 0.9945 | -0.5501% | 0.014708 | 0.014627 | 17.9508 | 2.9918 | 29.918 | 808.063 | 134.6772 | 1346.7717 | 643.817 | 67.061 | 430.3843 | 17.9508 | 2.9918 | 29.918 | 799.6701 | 133.2784 | 1332.7836 | 637.13 | 66.3645 | 425.9142 | 18.0897 | 3.0149 | 30.1494 | 805.8552 | 134.3092 | 1343.092 | 642.0579 | 66.8778 | 429.2084
WV | INSIG | MUNICIPAL | Wayside LLC | WVG551338 | 001 | 0.9945 | -0.5501% | 0.0020011 | 0.0019901 | 17.9508 | 2.9918 | 29.918 | 109.9405 | 18.3234 | 183.2342 | 90.7066 | 9.1239 | 58.5557 | 17.9508 | 2.9918 | 29.918 | 108.7987 | 18.1331 | 181.3311 | 89.7645 | 9.0292 | 57.9475 | 18.0897 | 3.0149 | 30.1494 | 109.6402 | 18.2734 | 182.7336 | 90.4588 | 9.099 | 58.3957
WV | INSIG | MUNICIPAL | Whitebush Landing Subdivision | WVG551160 | 001 | 1.1286 | 12.86% | 0.011206 | 0.012648 | 17.9508 | 2.9918 | 29.918 | 615.667 | 102.6112 | 1026.1117 | 619.4357 | 75.8749 | 669.8994 | 15.9398 | 2.6566 | 26.5663 | 613.9849 | 102.3308 | 1023.3082 | 617.7433 | 75.6676 | 668.0691 | 15.9398 | 2.6566 | 26.5663 | 613.9849 | 102.3308 | 1023.3082 | 617.7433 | 75.6676 | 668.0691
WV | INSIG | MUNICIPAL | WHITMORE HOMES INC. | WV0105937 | 001 | 1.1286 | 12.86% | 0 | 0 |  |  |  | 0 | 0 | 0 | 0 | 0 | 0 | [12 empty] | 571.0425 | 57.1043 | 3426.255 | 527.8295 | 45.7137 | 2275.7727
WV | INSIG | MUNICIPAL | William W. Hartman | WVG410613 | 001 | 0.93476 | -6.524% | 0.00060033 | 0.00056116 | 17.9508 | 2.9918 | 29.918 | 32.9822 | 5.497 | 54.9703 | 17.6485 | 3.618 | 24.9193 | 17.9508 | 2.9918 | 29.918 | 30.679 | 5.1132 | 51.1317 | 16.4161 | 3.3654 | 23.1791 | 19.2457 | 3.2076 | 32.0762 | 32.892 | 5.482 | 54.8201 | 17.6003 | 3.6081 | 24.8512
WV | INSIG | MUNICIPAL | WILLOW SPRINGS PSC | WV0086452 | 001 | 1.0229 | 2.294% | 0.10005 | 0.10235 | 17.9508 | 2.9918 | 29.918 | 5497.0272 | 916.1712 | 9161.712 | 5075.7414 | 692.1968 | 6444.1959 | 17.5866 | 2.9311 | 29.311 | 5482.008 | 913.668 | 9136.68 | 5061.8732 | 690.3055 | 6426.5888 | 17.5866 | 2.9311 | 29.311 | 5482.008 | 913.668 | 9136.68 | 5061.8732 | 690.3055 | 6426.5888
WV | INSIG | MUNICIPAL | Willowbrook Section 3 | WVG551416 | 001 | 1.1286 | 12.86% | 0.021 | 0.023701 |  |  |  | 0 | 0 | 0 | 0 | 0 | 0 | [9 empty] | 15.9485 | 2.6581 | 26.5808 | 1151.2217 | 191.8703 | 1918.7028 | 867.0417 | 153.5981 | 1274.4327
WV | INSIG | MUNICIPAL | WOODSEDGE MHP | WVG550629 | 001 | 0.93476 | -6.524% | 0.0080044 | 0.0074822 | 17.9508 | 2.9918 | 29.918 | 439.7622 | 73.2937 | 732.937 | 251.2555 | 44.4217 | 391.7853 | 17.9508 | 2.9918 | 29.918 | 409.0533 | 68.1756 | 681.7555 | 233.7102 | 41.3197 | 364.4267 | 19.2457 | 3.2076 | 32.0762 | 438.5606 | 73.0934 | 730.9344 | 250.569 | 44.3003 | 390.7149
WV | INSIG | MUNICIPAL | WV DIVISION OF NATURAL RESOURCES | WVG551181 | 001 | 0.9945 | -0.5501% | 0.050027 | 0.049752 | 17.9508 | 2.9918 | 29.918 | 2748.5136 | 458.0856 | 4580.856 | 2255.5579 | 228.0987 | 1463.8923 | 17.9508 | 2.9918 | 29.918 | 2719.9664 | 453.3277 | 4533.2774 | 2232.1308 | 225.7296 | 1448.6878 | 18.0897 | 3.0149 | 30.1494 | 2741.004 | 456.834 | 4568.34 | 2249.3952 | 227.4755 | 1459.8926
WV | INSIG | INDUSTRIAL | ATK TACTICAL SYSTEMS CO LLC | WV0020371 | 001 | 1 | 0% | 0.23003 | 0.23003 | 4.9863 | 0.49863 | 29.918 | 3511.9896 | 351.199 | 21071.9376 | 2809.1378 | 217.6624 | 8662.3533 | 4.9959 | 0.49959 | 29.9754 | 3499.9968 | 349.9997 | 20999.9808 | 2799.5451 | 216.9191 | 8632.773 | 4.9959 | 0.49959 | 29.9754 | 3499.9968 | 349.9997 | 20999.9808 | 2799.5451 | 216.9191 | 8632.773
WV | INSIG | INDUSTRIAL | BURLINGTON VOLUNTEER FIRE DEPT | WVG990023 | 001 | 1 | 0% | 0.0022412 | 0.0022412 | 0 | 8.1776 | 59.8361 | 0 | 56.0941 | 410.4447 | 0 | 22.7012 | 115.4571 | 0 | 8.1955 | 59.9671 | 0 | 55.9408 | 409.3233 | 0 | 22.6392 | 115.1416 | 0 | 8.1955 | 59.9671 | 0 | 55.9408 | 409.3233 | 0 | 22.6392 | 115.1416
WV | INSIG | INDUSTRIAL | CLASSIC CAR WASH | WVG990038 | 001 | 1 | 0% | 0.0031017 | 0.0031017 | 0 | 8.1776 | 59.8361 | 0 | 77.6302 | 568.0261 | 0 | 38.3302 | 186.9332 | 0 | 8.1955 | 59.9671 | 0 | 77.4181 | 566.4742 | 0 | 38.2255 | 186.4224 | 0 | 8.1955 | 59.9671 | 0 | 77.4181 | 566.4742 | 0 | 38.2255 | 186.4224
WV | INSIG | INDUSTRIAL | DU PONT POTOMAC RIVER PLANT | WV0005509 | 001 | 1 | 0% | 0.012 | 0.012 |  |  |  | 0 | 0 | 0 | 0 | 0 | 0 | 18.0247 | 3.0041 | 30.0411 | 658.7421 | 109.7904 | 1097.9035 | 502.351 | 80.4921 | 618.4947 | 45 | 7.5 | 75 | 1644.6024 | 274.1004 | 2741.004 | 1254.1594 | 200.9549 | 1544.1215
WV | INSIG | INDUSTRIAL | NATIONAL PARK SERVICE | WVG990120 | 001 | 1 | 0% | 0.0078043 | 0.0078043 | 0 | 8.1776 | 59.8361 | 0 | 195.3277 | 1429.2271 | 0 | 147.5764 | 1005.2946 | 0 | 8.1955 | 59.9671 | 0 | 194.794 | 1425.3221 | 0 | 147.1731 | 1002.5479 | 0 | 8.1955 | 59.9671 | 0 | 194.794 | 1425.3221 | 0 | 147.1731 | 1002.5479
WV | INSIG | INDUSTRIAL | PERDUE FARMS INC | WVG990109 | 001 | 1 | 0% | 0.0020011 | 0.0020011 | 0 | 8.1776 | 59.8361 | 0 | 50.084 | 366.4685 | 0 | 31.7401 | 165.8398 | 0 | 8.1955 | 59.9671 | 0 | 49.9472 | 365.4672 | 0 | 31.6534 | 165.3866 | 0 | 8.1955 | 59.9671 | 0 | 49.9472 | 365.4672 | 0 | 31.6534 | 165.3866
WV | INSIG | INDUSTRIAL | PNGI CHARLES TOWN GAMING LLC | WV0105856 | 001 | 1 | 0% | 0.25014 | 0.25014 | 4.9863 | 0.49863 | 29.918 | 3817.38 | 381.738 | 22904.28 | 3200.3218 | 274.8273 | 12611.6272 | 4.9973 | 0.49973 | 29.9836 | 3806.95 | 380.695 | 22841.7 | 3191.5778 | 274.0764 | 12577.1692 | 4.9973 | 0.49973 | 29.9836 | 3806.95 | 380.695 | 22841.7 | 3191.5778 | 274.0764 | 12577.1692
WV | INSIG | INDUSTRIAL | POLINO CONTRACTING, INC. | WVG990129 | 001 | 1 | 0% | 0.003592 | 0.003592 | 0 | 8.1776 | 59.8361 | 0 | 89.9008 | 657.8109 | 0 | 28.3206 | 1.741 | 0 | 8.1955 | 59.9671 | 0 | 89.6552 | 656.0136 | 0 | 28.2432 | 1.7362 | 0 | 8.1955 | 59.9671 | 0 | 89.6552 | 656.0136 | 0 | 28.2432 | 1.7362
WV | INSIG | INDUSTRIAL | REPUBLIC PAPERBOARD | WV0005517 | 001 | 1 | 0% | 0.040022 | 0.040022 | 19.9454 | 4.9863 | 59.8361 | 2443.1232 | 610.7808 | 7329.3696 | 2288.3617 | 461.4645 | 5155.3567 | 19.989 | 4.9973 | 59.9671 | 2436.448 | 609.112 | 7309.344 | 2282.1093 | 460.2037 | 5141.2711 | 19.989 | 4.9973 | 59.9671 | 2436.448 | 609.112 | 7309.344 | 2282.1093 | 460.2037 | 5141.2711
WV | INSIG | INDUSTRIAL | ROTH, JEFFREY R | WVG990075 | 001 | 1 | 0% | 0.0031017 | 0.0031017 | 0 | 8.1776 | 59.8361 | 0 | 77.6302 | 568.0261 | 0 | 52.0736 | 175.4515 | 0 | 8.1955 | 59.9671 | 0 | 77.4181 | 566.4742 | 0 | 51.9313 | 174.9722 | 0 | 8.1955 | 59.9671 | 0 | 77.4181 | 566.4742 | 0 | 51.9313 | 174.9722
WV | INSIG | INDUSTRIAL | US FISH & WILDLIFE SERVICE | WV0105112 | 001 | 1 | 0% | 0.082045 | 0.082045 | 17.9508 | 2.9918 | 29.918 | 4507.5623 | 751.2604 | 7512.6038 | 4234.8865 | 516.2624 | 4008.7006 | 17.9901 | 2.9984 | 29.9836 | 4495.2466 | 749.2078 | 7492.0776 | 4223.3157 | 514.8519 | 3997.7479 | 17.9901 | 2.9984 | 29.9836 | 4495.2466 | 749.2078 | 7492.0776 | 4223.3157 | 514.8519 | 3997.7479
WV | INSIG | INDUSTRIAL | VEPCO-NORTH BRANCH POWER STATION | WV0115321 | 001 | 1 | 0% | 0.0015008 | 0.0015008 | 17.9508 | 2.9918 | 29.918 | 82.4554 | 13.7426 | 137.4257 | 65.6719 | 10.8897 | 15.2502 | 17.9901 | 2.9984 | 29.9836 | 82.2301 | 13.705 | 137.0502 | 65.4925 | 10.86 | 15.2085 | 17.9901 | 2.9984 | 29.9836 | 82.2301 | 13.705 | 137.0502 | 65.4925 | 10.86 | 15.2085
WV | INSIG | INDUSTRIAL | VIRGINIA ELECTRIC & POWER | WV0005525 | 001 | 1 | 0% | 32.0219 | 32.0219 | 0.99727 | 0 | 29.918 | 122156.16 | 0 | 3664684.8 | 103940.6628 | 0 | 9698.9528 | 1.2491 | 0.037509 | 37.4743 | 121822.4 | 3658.0096 | 3654672 | 103656.6719 | 1152.3486 | 9672.4529 | 1.2491 | 0.062457 | 37.4743 | 121822.4 | 6091.12 | 3654672 | 103656.6719 | 1918.8286 | 9672.4529
WV | INSIG | INDUSTRIAL | WV DEPARTMENT OF TRANSPORTATIO | WVG980070 | 001 | 1 | 0% | 0.0010005 | 0.0010005 | 0 | 8.1776 | 59.8361 | 0 | 25.042 | 183.2342 | 0 | 15.87 | 82.9199 | 0 | 8.1955 | 59.9671 | 0 | 24.9736 | 182.7336 | 0 | 15.8267 | 82.6933 | 0 | 8.1955 | 59.9671 | 0 | 24.9736 | 182.7336 | 0 | 15.8267 | 82.6933
WV | INSIG | INDUSTRIAL | WV DEPARTMENT OF TRANSPORTATIO | WVG980098 | 001 | 1 | 0% | 0.0010005 | 0.0010005 | 0 | 8.1776 | 59.8361 | 0 | 25.042 | 183.2342 | 0 | 16.7979 | 56.5973 | 0 | 8.1955 | 59.9671 | 0 | 24.9736 | 182.7336 | 0 | 16.752 | 56.4426 | 0 | 8.1955 | 59.9671 | 0 | 24.9736 | 182.7336 | 0 | 16.752 | 56.4426
WV | INSIG | INDUSTRIAL | WV DEPARTMENT OF TRANSPORTATIO | WVG980099 | 001 | 1 | 0% | 0.0010005 | 0.0010005 | 0 | 8.1776 | 59.8361 | 0 | 25.042 | 183.2342 | 0 | 18.1274 | 18.0481 | 0 | 8.1955 | 59.9671 | 0 | 24.9736 | 182.7336 | 0 | 18.0779 | 17.9988 | 0 | 8.1955 | 59.9671 | 0 | 24.9736 | 182.7336 | 0 | 18.0779 | 17.9988
WV | INSIG | INDUSTRIAL | WV DEPARTMENT OF TRANSPORTATION | WVG980093 | 001 | 1 | 0% | 0.0010001 | 0.0010001 | 0 | 8.1776 | 59.8361 | 0 | 25.042 | 183.2342 | 0 | 11.8713 | 57.4067 | 0 | 8.1933 | 59.9507 | 0 | 24.9565 | 182.6085 | 0 | 11.8308 | 57.2107 | 0 | 8.1933 | 59.9507 | 0 | 24.9565 | 182.6085 | 0 | 11.8308 | 57.2107
WV | INSIG | INDUSTRIAL | WV DEPARTMENT OF TRANSPORTATION | WVG980141 | 001 | 1 | 0% | 0.020011 | 0.020011 | 17.9508 | 2.9918 | 29.918 | 1099.4054 | 183.2342 | 1832.3424 | 1058.0682 | 135.4909 | 1196.249 | 17.9901 | 2.9984 | 29.9836 | 1096.4016 | 182.7336 | 1827.336 | 1055.1773 | 135.1207 | 1192.9806 | 17.9901 | 2.9984 | 29.9836 | 1096.4016 | 182.7336 | 1827.336 | 1055.1773 | 135.1207 | 1192.9806
WV | INSIG | INDUSTRIAL | WV DEPARTMENT OF TRANSPORTATION | WVG980150 | 001 | 1 | 0% | 0.0030616 | 0.0030616 | 17.9508 | 5.6844 | 59.8361 | 164.9108 | 52.2218 | 549.7027 | 59.7945 | 21.1341 | 154.63 | 18.01 | 5.6728 | 60.0333 | 167.9327 | 52.8952 | 559.7756 | 60.8902 | 21.4066 | 157.4635 | 18.2255 | 5.7208 | 60.7517 | 169.9422 | 53.343 | 566.4742 | 61.6188 | 21.5879 | 159.3478

## Modeled growth factors
Municipal Facilities with GIS modeled growth data for 431 WWTP
[5 empty] | 2010 baseline |  | 2025 Increases
STATE | SIG/INSIG | FACILITY | NPDES | LOCATION | #Housing | # Employment | #Housing | # Employment | Rate16-25 | PoP growth 16-25
DC | SIG | BLUE PLAINS | DC0021199 | 002 | 1002489 | 2000803 | 84884 | 216831 | 1.0582 | 5.822%
MD | SIG | ABERDEEN | MD0021563 | 001 | 7334 | 10796 | 195 | 654 | 1.0243 | 2.427%
MD | SIG | ANNAPOLIS | MD0021814 | 001 | 37101 | 86518 | 608 | 2171 | 1.0128 | 1.282%
MD | SIG | BACK RIVER | MD0021555 | 001 | 515442 | 1028739 | 43644 | 111486 | 1.0582 | 5.822%
MD | SIG | BALLENGER CREEK | MD0021822 | 001 | 24110 | 59074 | 1006 | 1809 | 1.0228 | 2.284%
MD | SIG | BOONSBORO | MD0020231 | 001 | 1411 | 1434 | 176 | 113 | 1.0701 | 7.008%
MD | SIG | BOWIE | MD0021628 | 001 | 5607 | 11192 | 474 | 1212 | 1.0582 | 5.815%
MD | SIG | BROADNECK | MD0021644 | 001 | 17794 | 35514 | 1506 | 3848 | 1.0582 | 5.82%
MD | SIG | BROADWATER | MD0024350 | 001 | 4431 | 2286 | 339 | 389 | 1.0578 | 5.785%
MD | SIG | BRUNSWICK | MD0020958 | 001 | 2586 | 1690 | 303 | 212 | 1.0744 | 7.444%
MD | SIG | CELANESE | MD0063878 | 001 | 213 | 73 | 3 | 7 | 1.0151 | 1.506%
MD | SIG | CENTREVILLE | MD0020834 | 001 | 1694 | 4312 | 70 | 302 | 1.0341 | 3.414%
MD | SIG | CONOCOCHEAGUE | MD0063509 | 001 | 8754 | 25379 | 304 | 367 | 1.0152 | 1.525%
MD | SIG | COX CREEK | MD0021661 | 001 | 38053 | 75947 | 3222 | 8230 | 1.0582 | 5.822%
MD | SIG | CUMBERLAND | MD0021598 | 001 | 11693 | 26708 | 25 | 138 | 1.0022 | 0.2222%
MD | SIG | DAMASCUS | MD0020982 | 001 | 2944 | 5876 | 249 | 636 | 1.0582 | 5.815%
MD | SIG | ELKTON | MD0020681 | 001 | 97419 | 239782 | 6594 | 12057 | 1.0369 | 3.692%
MD | SIG | EMMITSBURG | MD0020257 | 001 | 1144 | 2913 | 119 | 219 | 1.0553 | 5.533%
MD | SIG | FREDERICK | MD0021610 | 001 | 22637 | 55467 | 944 | 1699 | 1.0228 | 2.284%
MD | SIG | FREEDOM DISTRICT | MD0021512 | 001 | 7938 | 16014 | 189 | 1834 | 1.0385 | 3.851%
MD | SIG | GEORGES CREEK | MD0060071 | 001 | 1622 | 827 | 9 | 28 | 1.0065 | 0.6489%
MD | SIG | HAGERSTOWN | MD0021776 | 001 | 25798 | 74790 | 897 | 1081 | 1.0153 | 1.526%
MD | SIG | HAMPSTEAD | MD0022446 | 001 | 2639 | 3178 | 27 | 263 | 1.0205 | 2.048%
MD | SIG | HAVRE DE GRACE | MD0021750 | 001 | 8270 | 12173 | 220 | 738 | 1.0243 | 2.429%
MD | SIG | INDIAN HEAD | MD0020052 | 001 | 1330 | 2654 | 112 | 287 | 1.058 | 5.8%
MD | SIG | JOPPATOWNE | MD0022535 | 001 | 3324 | 4894 | 88 | 296 | 1.0242 | 2.421%
MD | SIG | KENT ISLAND | MD0023485 | 001 | 832 | 1413 | 58 | 164 | 1.0541 | 5.408%
MD | SIG | LA PLATA | MD0020524 | 001 | 3107 | 14850 | 578 | 673 | 1.0585 | 5.85%
MD | SIG | LITTLE PATUXENT | MD0055174 | 001 | 74852 | 149392 | 6337 | 16190 | 1.0582 | 5.822%
MD | SIG | MARYLAND CITY | MD0062596 | 001 | 4255 | 8492 | 360 | 920 | 1.0582 | 5.819%
MD | SIG | MARYLAND CORRECTIONAL INSTITUTE | MD0023957 | 001 | 3480 | 10091 | 121 | 145 | 1.0152 | 1.523%
MD | SIG | MATTAWOMAN | MD0021865 | 001 | 36073 | 71997 | 3054 | 7802 | 1.0582 | 5.822%
MD | SIG | MAYO LARGE COMMUNAL | MD0061794 | 001 | 2434 | 5677 | 39 | 142 | 1.0127 | 1.267%
MD | SIG | MOUNT AIRY | MD0022527 | 001 | 3137 | 6140 | 25681 | 72039 | 2.34 | 134%
MD | SIG | NORTHEAST RIVER | MD0052027 | 001 | 65985 | 162411 | 4466 | 8166 | 1.0369 | 3.691%
MD | SIG | PARKWAY | MD0021725 | 001 | 23369 | 46642 | 1978 | 5054 | 1.0582 | 5.821%
MD | SIG | PATAPSCO | MD0021601 | 001 | 223097 | 445265 | 18890 | 48254 | 1.0582 | 5.822%
MD | SIG | PATUXENT | MD0021652 | 001 | 19147 | 38216 | 1621 | 4141 | 1.0582 | 5.821%
MD | SIG | PERRYVILLE | MD0020613 | 001 | 40311 | 99220 | 2728 | 4989 | 1.0369 | 3.691%
MD | SIG | PISCATAWAY | MD0021539 | 001 | 90738 | 181099 | 7683 | 19626 | 1.0582 | 5.822%
MD | SIG | POOLESVILLE | MD0023001 | 001 | 1428 | 1119 | 81 | 193 | 1.0519 | 5.189%
MD | SIG | SENECA CREEK | MD0021491 | 001 | 52655 | 105092 | 4458 | 11389 | 1.0582 | 5.822%
MD | SIG | SOD RUN | MD0056545 | 001 | 51000 | 75070 | 1362 | 4552 | 1.0243 | 2.433%
MD | SIG | SWAN POINT | MD0057525 | 001 | 376 | 53 | 67 | 196 | 1.2034 | 20.34%
MD | SIG | TANEYTOWN | MD0020672 | 001 | 2635 | 4019 | 121 | 1181 | 1.0814 | 8.142%
MD | SIG | THURMONT | MD0021121 | 001 | 2651 | 4596 | 67 | 196 | 1.0202 | 2.019%
MD | SIG | WESTMINSTER | MD0021831 | 001 | 10763 | 32670 | 132 | 1066 | 1.0143 | 1.43%
MD | SIG | WINEBRENNER WWTP | MD0003221 | 001 | 990 | 1318 | 42 | 68 | 1.0287 | 2.874%
MD | INSIG | ANTIETAM | MD0062308 | 001 | 0 | 0 | 5 | 0 | 3 | 200% | Low data quality, use county based pop factor
MD | INSIG | BARTON BUSINESS PARK WWTP | MD0068896 | 001 | 47 | 41 | 7 | 23 | 1.1468 | 14.68%
MD | INSIG | BETTERTON | MD0020575 | 001 | 316 | 109 | 59 | 81 | 1.1498 | 14.98%
MD | INSIG | BLOOMINGTON | MD0060933 | 001 | 89 | 50 | 6 | 22 | 1.081 | 8.103%
MD | INSIG | CECILTON | MD0020443 | 001 | 264 | 1304 | 26 | 77 | 1.0444 | 4.44%
MD | INSIG | CHELTENHAM BOYS VILLAGE | MD0023931 | 001 | 58 | 115 | 4 | 12 | 1.0517 | 5.172%
MD | INSIG | CHERRY HILL | MD0052825 | 001 | 3941 | 9702 | 266 | 487 | 1.0368 | 3.683%
MD | INSIG | CHESAPEAKE CITY SOUTH | MD0020397 | 001 | 460 | 1263 | 32 | 84 | 1.0419 | 4.194%
MD | INSIG | CHURCH HILL | MD0050016 | 001 | 323 | 296 | 20 | 39 | 1.05 | 4.995%
MD | INSIG | CLEARSPRING | MD0053325 | 001 | 235 | 275 | 16 | 34 | 1.0529 | 5.292%
MD | INSIG | CLIFFTON ON THE POTOMAC | MD0055557 | 001 | 239 | 22 | 35 | 36 | 1.1206 | 12.06%
MD | INSIG | FLINTSTONE | MD0055620 | 001 | 96 | 92 | 19 | 27 | 1.1335 | 13.35%
MD | INSIG | FOUNTAINDALE | MD0022721 | 001 | 604 | 797 | 14 | 40 | 1.0203 | 2.027%
MD | INSIG | FUNKSTOWN | MD0020362 | 001 | 323 | 938 | 11 | 13 | 1.0148 | 1.485%
MD | INSIG | GALENA | MD0020605 | 001 | 351 | 289 | 28 | 59 | 1.0676 | 6.763%
MD | INSIG | GORMAN | MD0060950 | 001 | 2 | 0 | 1 | 4 | 1.5471 | 54.71%
MD | INSIG | HANCOCK | MD0024562 | 001 | 882 | 2019 | 256 | 346 | 1.1386 | 13.86%
MD | INSIG | HARBOUR VIEW | MD0024023 | 001 | 142 | 40 | 10 | 24 | 1.0752 | 7.523%
MD | INSIG | HYATTSTOWN WWTP | MD0067768 | 001 | 2618 | 3184 | 193 | 542 | 1.064 | 6.4%
MD | INSIG | JEFFERSON | MD0020737 | 001 | 490 | 348 | 20 | 193 | 1.0895 | 8.947%
MD | INSIG | KENNEDYVILLE | MD0052671 | 001 | 60 | 39 | 177 | 297 | 2.0393 | 103.9%
MD | INSIG | MANCHESTER | MD0022578 | 001 | 1447 | 1324 | 34 | 120 | 1.0256 | 2.564%
MD | INSIG | MANCHESTER PARK | MD0023108 | 001 | 2801 | 6894 | 189 | 346 | 1.0368 | 3.682%
MD | INSIG | MIDDLETOWN | MD0024406 | 001 | 918 | 1211 | 21 | 61 | 1.0202 | 2.018%
MD | INSIG | MIDDLETOWN-EAST | MD0067628 | 001 | 618 | 815 | 14 | 41 | 1.0201 | 2.007%
MD | INSIG | MILL BOTTOM | MD0065439 | 001 | 234 | 459 | 1922 | 5393 | 2.3407 | 134.1%
MD | INSIG | MILLINGTON | MD0020435 | 001 | 322 | 220 | 36 | 89 | 1.104 | 10.4%
MD | INSIG | MT CARMEL WOODS | MD0053228 | 001 | 1 | 0 | 5 | 66 | 2.4496 | 145%
MD | INSIG | MYERSVILLE | MD0020699 | 001 | 584 | 913 | 40 | 70 | 1.0446 | 4.464%
MD | INSIG | NEW WINDSOR | MD0022586 | 001 | 599 | 689 | 37 | 173 | 1.0724 | 7.237%
MD | INSIG | OLDTOWN | MD0024759 | 001 | 38 | 6 | 1 | 4 | 1.0393 | 3.932%
MD | INSIG | PHEASANT RIDGE | MD0024546 | 001 | 90 | 177 | 743 | 2086 | 2.3419 | 134.2%
MD | INSIG | POINT OF ROCKS | MD0020800 | 001 | 494 | 994 | 8 | 425 | 1.1115 | 11.15%
MD | INSIG | PORT DEPOSIT | MD0020796 | 001 | 2216 | 5455 | 150 | 274 | 1.0369 | 3.69%
MD | INSIG | QUEENSTOWN | MD0023370 | 001 | 284 | 1160 | 30 | 96 | 1.0557 | 5.565%
MD | INSIG | RAWLINGS HEIGHTS | MD0023213 | 001 | 13 | 4 | 0 | 0 | 1 | 0%
MD | INSIG | RISING SUN | MD0020265 | 001 | 1381 | 1970 | 170 | 316 | 1.0831 | 8.311%
MD | INSIG | ROCK HALL | MD0020303 | 001 | 1036 | 825 | 27 | 24 | 1.0172 | 1.723%
MD | INSIG | SANDY HOOK | MD0064530 | 001 | 69 | 50 | 10 | 91 | 1.2667 | 26.67%
MD | INSIG | SMITHSBURG | MD0024317 | 001 | 1767 | 1458 | 44 | 32 | 1.0156 | 1.562%
MD | INSIG | SPRING MEADOWS | MD0024953 | 001 | 35 | 1 | 1089 | 6221 | 2.5921 | 159.2%
MD | INSIG | SUDLERSVILLE | MD0020559 | 001 | 245 | 338 | 526 | 1584 | 1.9034 | 90.34%
MD | INSIG | TOLCHESTER | MD0067202 | 001 | 220 | 1 | 8 | 27 | 1.052 | 5.195%
MD | INSIG | UNION BRIDGE | MD0022454 | 001 | 447 | 492 | 56 | 199 | 1.1226 | 12.26%
MD | INSIG | VICTOR CULLEN CENTER | MD0023922 | 001 | 77 | 103 | 3 | 5 | 1.0267 | 2.667%
MD | INSIG | WHITE ROCK | MD0025089 | 001 | 80 | 2 | 5 | 11 | 1.0709 | 7.092%
MD | INSIG | WOODSBORO | MD0058661 | 001 | 446 | 616 | 20 | 35 | 1.0308 | 3.084%
MD | INSIG | WORTON-BUTLERTON | MD0060585 | 001 | 328 | 238 | 59 | 53 | 1.1153 | 11.53%
NY | SIG | ALFRED (V) | NY0022357 | 001 | 581 | 5698 | 0 | 7 | 1.0006 | 0.05871%
NY | SIG | BINGHAMTON-JOHNSON CITY JOINT BOROUGH | NY0024414 | 001 | 38864 | 86975 | 18 | 0 | 1.0002 | 0.01629%
NY | SIG | CHENANGO NORTHGATE WWTP | NY0213781 | 001 | 1275 | 2854 | 0 | 0 | 1 | 0%
NY | SIG | COOPERSTOWN | NY0023591 | 001 | 1166 | 6816 | 2 | 0 | 1.0003 | 0.03425%
NY | SIG | CORTLAND (C) | NY0027561 | 001 | 11222 | 23822 | 0 | 336 | 1.0039 | 0.3876%
NY | SIG | ENDICOTT (V) | NY0027669 | 001 | 20604 | 46111 | 9 | 0 | 1.0002 | 0.01536%
NY | SIG | HAMILTON (V) | NY0020672 | 001 | 1028 | 7847 | 58 | 290 | 1.0256 | 2.558%
NY | SIG | ONEONTA (C) | NY0031151 | 001 | 5719 | 17994 | 20 | 342 | 1.0074 | 0.7352%
NY | SIG | RICHFIELD SPRINGS (V) | NY0031411 | 001 | 689 | 1073 | 6 | 154 | 1.0358 | 3.578%
NY | SIG | WAVERLY (V) | NY0031089 | 001 | 2946 | 6723 | 12 | 68 | 1.0043 | 0.4304%
NY | INSIG | CHENANGO (T) SD#10 | NY0233200 | 001 | 113 | 253 | 0 | 0 | 1 | 0%
NY | INSIG | MARATHON (V) STP | NY0028363 | 001 | 417 | 920 | 0 | 178 | 1.0525 | 5.252%
NY | INSIG | TULLY (V) STP | NY0026824 | 001 | 433 | 1118 | 35 | 130 | 1.0598 | 5.975%
PA | SIG | ABINGTON TWP SUPERVISORS | PA0061034 | 001 | 624 | 1109 | 10 | 22 | 1.0111 | 1.112%
PA | SIG | ADAMSTOWN BORO AUTH OF LANCAST | PA0021865 | 001 | 1997 | 3888 | 56 | 135 | 1.0194 | 1.941%
PA | SIG | ALTOONA CITY AUTHORITY-EAST | PA0027014 | 001 | 9762 | 22600 | 48 | 131 | 1.0034 | 0.3367%
PA | SIG | ALTOONA CITY AUTHORITY-WEST | PA0027022 | 001 | 14000 | 32410 | 69 | 188 | 1.0034 | 0.3373%
PA | SIG | ANNVILLE TOWNSHIP | PA0021806 | 001 | 1898 | 3006 | 7 | 10 | 1.0023 | 0.2276%
PA | SIG | ANTRIM TOWNSHIP | PA0080519 | 001 | 0 | 0 | 8 | 13 | 2.7809 | 178.1% | Low data quality, use county based pop factor
PA | SIG | ASHLAND MUNICIPAL AUTHORITY | PA0023558 | 001 | 1677 | 3607 | 2196 | 3307 | 1.5153 | 51.53%
PA | SIG | BEDFORD BOROUGH MUNICIPAL AUTHORITY | PA0022209 | 001 | 2031 | 5328 | 14 | 38 | 1.0044 | 0.4422%
PA | SIG | BELLEFONTE BOROUGH | PA0020486 | 001 | 12729 | 39180 | 452 | 908 | 1.0181 | 1.809%
PA | SIG | BERWICK MUNICIPAL AUTHORITY | PA0023248 | 001 | 6259 | 11337 | 89 | 258 | 1.0112 | 1.116%
PA | SIG | BLOOMSBURG MUNICIPAL AUTHORITY | PA0027171 | 001 | 7253 | 17242 | 158 | 385 | 1.0139 | 1.386%
PA | SIG | BLOSSBURG | PA0020036 | 001 | 703 | 2760 | 14 | 25 | 1.0084 | 0.8445%
PA | SIG | BONNEAUVILLE BORO | PA0028592 | 001 | 110 | 16 | 2 | 2 | 1.0154 | 1.545%
PA | SIG | BROWN TOWNSHIP MUNICIPAL AUTHORITY | PA0028088 | 001 | 1958 | 1783 | 27 | 56 | 1.0117 | 1.169%
PA | SIG | BURNHAM BOROUGH | PA0038920 | 001 | 1252 | 2035 | 9 | 22 | 1.0054 | 0.5443%
PA | SIG | CAERNARVON TWP STP | PA0070424 | 001 | 1225 | 6552 | 115 | 186 | 1.031 | 3.099%
PA | SIG | CARLISLE BOROUGH | PA0026077 | 001 | 12786 | 36406 | 262 | 970 | 1.0148 | 1.477%
PA | SIG | CHAMBERSBURG BOROUGH | PA0026051 | 001 | 9267 | 27730 | 22 | 139 | 1.0024 | 0.2356%
PA | SIG | CHESTNUT RIDGE AREA JMA | PA0087661 | 001 | 279 | 100 | 6 | 13 | 1.022 | 2.204%
PA | SIG | CLARKS SUMMIT-SOUTH ABINGTON JOINT AUTHORITY | PA0028576 | 001 | 8162 | 14494 | 140 | 293 | 1.0116 | 1.165%
PA | SIG | CLEARFIELD | PA0026310 | 001 | 4870 | 13043 | 37 | 48 | 1.0036 | 0.358%
PA | SIG | COLUMBIA | PA0026123 | 001 | 2241 | 4708 | 37 | 84 | 1.0108 | 1.08%
PA | SIG | CONEWAGO TWP SEW AUTH | PA0084425 | 001 | 997 | 2009 | 16 | 21 | 1.0087 | 0.8681%
PA | SIG | CUMBERLAND TWP AUTH (NORTH PLANT) | PA0024139 | 001 | 2558 | 7673 | 83 | 199 | 1.0181 | 1.813%
PA | SIG | CUMBERLAND TWP MUN AUTH | PA0024147 | 001 | 3128 | 9382 | 102 | 244 | 1.0182 | 1.82%
PA | SIG | CURWENSVILLE MUNICIPAL AUTHORITY | PA0024759 | 001 | 1191 | 1465 | 17 | 28 | 1.0101 | 1.01%
PA | SIG | DANVILLE MUNICIPAL AUTHORITY | PA0023531 | 001 | 4150 | 24934 | 165 | 166 | 1.0105 | 1.055%
PA | SIG | DCNR-BALD EAGLE STATE PARK | PA0032492 | 001 | 460 | 398 | 18 | 17 | 1.0256 | 2.561%
PA | SIG | DERRY TOWNSHIP MUNICIPAL AUTHORITY | PA0026484 | 001 | 18415 | 52111 | 517 | 820 | 1.0137 | 1.369%
PA | SIG | DILLSBURG BOROUGH AUTHORITY | PA0024431 | 001 | 2368 | 2839 | 43 | 67 | 1.0127 | 1.268%
PA | SIG | DOVER BORO | PA0021644 | 001 | 716 | 1443 | 12 | 15 | 1.0089 | 0.8926%
PA | SIG | DOVER TOWNSHIP SEWER AUTHORITY | PA0020826 | 001 | 12637 | 25442 | 214 | 277 | 1.0091 | 0.9121%
PA | SIG | DUNCANNON BORO | PA0021245 | 001 | 908 | 780 | 11 | 38 | 1.0134 | 1.338%
PA | SIG | DUNCANSVILLE | PA0032883 | 001 | 1447 | 3351 | 7 | 19 | 1.0033 | 0.3304%
PA | SIG | EAST PENNSBORO SOUTH TREATMENT PLANT | PA0038415 | 001 | 9402 | 26772 | 193 | 713 | 1.0148 | 1.478%
PA | SIG | EASTERN SNYDER COUNTY REGIONAL AUTH | PA0110582 | 001 | 4931 | 27031 | 108 | 469 | 1.0116 | 1.164%
PA | SIG | EASTERN YORK COUNTY SEWER AUTH | PA0081591 | 001 | 1377 | 1231 | 19 | 20 | 1.0093 | 0.9296%
PA | SIG | ELIZABETHTOWN BOROUGH | PA0023108 | 001 | 267 | 216 | 14 | 16 | 1.0365 | 3.653%
PA | SIG | ELIZABETHVILLE AREA AUTH | PA0037737 | 001 | 833 | 797 | 120 | 339 | 1.1295 | 12.95%
PA | SIG | EPHRATA BOROUGH WWTP | PA0027405 | 001 | 13170 | 25637 | 369 | 895 | 1.0195 | 1.945%
PA | SIG | EVERETT BORO AREA MA | PA0037711 | 001 | 1451 | 1739 | 11 | 24 | 1.0061 | 0.6078%
PA | SIG | FAIRVIEW TOWNSHIP | PA0081868 | 001 | 1154 | 3288 | 23 | 87 | 1.0145 | 1.454%
PA | SIG | FRACKVILLE AREA MA | PA0062219 | 001 | 3436 | 3222 | 63 | 93 | 1.0135 | 1.351%
PA | SIG | FREEDOM TOWNSHIP WATER&SEWER AUTHORITY | PA0110361 | 001 | 1092 | 2529 | 5 | 14 | 1.0032 | 0.3176%
PA | SIG | GALETON BORO AUTH | PA0036820 | 001 | 613 | 871 | 185 | 404 | 1.2025 | 20.25%
PA | SIG | GALLITZIN BORO | PA0028673 | 001 | 880 | 445 | 83 | 242 | 1.1009 | 10.09%
PA | SIG | GETTYSBURG MUNICIPAL AUTHORITY | PA0021563 | 001 | 566 | 86 | 14 | 10 | 1.0193 | 1.934%
PA | SIG | GLEN ROCK SEW AUTH | PA0020818 | 001 | 911 | 340 | 18 | 11 | 1.0139 | 1.388%
PA | SIG | GRANVILLE TWP | PA0032051 | 001 | 893 | 1452 | 6 | 16 | 1.0053 | 0.5303%
PA | SIG | GREATER HAZELTON | PA0026921 | 001 | 16266 | 34318 | 88 | 320 | 1.0045 | 0.4504%
PA | SIG | GREENFIELD TWP MUN AUTH | PA0029106 | 001 | 579 | 902 | 23 | 116 | 1.0447 | 4.469%
PA | SIG | GREGG TOWNSHIP | PA0114821 | 001 | 126 | 50 | 12 | 19 | 1.0821 | 8.207%
PA | SIG | HALLSTEAD-GREAT BEND JNT SEW A | PA0060518 | 001 | 369 | 413 | 0 | 15 | 1.0067 | 0.6709%
PA | SIG | HAMPDEN TOWNSHIP SEWER AUTHORITY | PA0080314 | 001 | 12518 | 35644 | 257 | 950 | 1.0148 | 1.478%
PA | SIG | HANOVER BOROUGH | PA0026875 | 001 | 12455 | 26246 | 199 | 556 | 1.0115 | 1.152%
PA | SIG | HARRISBURG SEWERAGE AUTHORITY | PA0027197 | 001 | 59116 | 178860 | 748 | 2063 | 1.0076 | 0.7572%
PA | SIG | HASTINGS AREA SA | PA0023141 | 001 | 653 | 670 | 18 | 48 | 1.0252 | 2.516%
PA | SIG | HIGHSPIRE | PA0024040 | 001 | 3172 | 9600 | 40 | 110 | 1.0075 | 0.7535%
PA | SIG | HOLLIDAYSBURG REGIONAL | PA0043273 | 001 | 6642 | 15378 | 33 | 89 | 1.0034 | 0.3383%
PA | SIG | HUGHESVILLE-WOLF TWP JOINT SEW | PA0114961 | 001 | 1835 | 2521 | 20 | 76 | 1.011 | 1.103%
PA | SIG | HUNTINGDON BOROUGH | PA0026191 | 001 | 3134 | 14020 | 25 | 169 | 1.0065 | 0.652%
PA | SIG | KBM REGIONAL AUTH (NEW) | PA0064025 | 001 | 2118 | 1605 | 77 | 112 | 1.0279 | 2.79%
PA | SIG | KELLY TOWNSHIP MUNICIPAL AUTHORITY | PA0028681 | 001 | 2125 | 4450 | 30 | 86 | 1.0103 | 1.034%
PA | SIG | KULPMONT-MARION HEIGHTS JT MUN | PA0020338 | 001 | 474 | 234 | 5 | 12 | 1.0109 | 1.088%
PA | SIG | LACKAWANNA RIVER BASIN SEWER AUTHORITY | PA0027081 | 001 | 1557 | 1627 | 399 | 750 | 1.1812 | 18.12%
PA | SIG | LACKAWANNA RIVER BASIN SEWER AUTHORITY | PA0027090 | 001 | 14863 | 26392 | 255 | 534 | 1.0117 | 1.165%
PA | SIG | LACKAWANNA RIVER BASIN SEWER AUTHORITY | PA0027065 | 001 | 8730 | 15502 | 149 | 313 | 1.0116 | 1.161%
PA | SIG | LANCASTER AREA SEWER AUTHORITY | PA0042269 | 001 | 30078 | 63178 | 504 | 1135 | 1.0109 | 1.092%
PA | SIG | LANCASTER CITY | PA0026743 | 001 | 57946 | 121715 | 971 | 2188 | 1.0109 | 1.093%
PA | SIG | LEACOCK TWP SEW AUTH | PA0084212 | 001 | 434 | 1271 | 4171 | 10509 | 2.321 | 132.1%
PA | SIG | LEBANON CITY AUTHORITY | PA0027316 | 001 | 19810 | 31377 | 81 | 112 | 1.0025 | 0.2496%
PA | SIG | LEMOYNE BOROUGH MUNICIPAL AUTHORITY | PA0026441 | 001 | 901 | 2565 | 18 | 68 | 1.0146 | 1.457%
PA | SIG | LEWISBURG AREA JOINT SANITARY AUTHORITY/COLLEGE P | PA0044661 | 001 | 4165 | 11358 | 45 | 314 | 1.012 | 1.201%
PA | SIG | LEWISTOWN BOROUGH | PA0026280 | 001 | 5221 | 8485 | 38 | 94 | 1.0055 | 0.5541%
PA | SIG | LITITZ SEWAGE AUTHORITY | PA0020320 | 001 | 9717 | 12206 | 182 | 269 | 1.0126 | 1.264%
PA | SIG | LITTLESTOWN BOROUGH | PA0021229 | 001 | 2553 | 3031 | 31 | 91 | 1.0112 | 1.121%
PA | SIG | LOCK HAVEN | PA0025933 | 001 | 9585 | 18615 | 735 | 521 | 1.0354 | 3.543%
PA | SIG | LOGAN TOWNSHIP-GREENWOOD AREA | PA0032557 | 001 | 4414 | 9157 | 37 | 115 | 1.0064 | 0.6447%
PA | SIG | LOWER ALLEN TOWNSHIP AUTHORITY | PA0027189 | 001 | 23149 | 65911 | 475 | 1756 | 1.0148 | 1.478%
PA | SIG | LOWER LACKAWANNA VALLEY | PA0026361 | 001 | 9591 | 17030 | 164 | 344 | 1.0116 | 1.162%
PA | SIG | LYCOMING CO WATER & SEWER AUTH | PA0209228 | 001 | 1785 | 3711 | 21 | 94 | 1.0111 | 1.111%
PA | SIG | LYKENS BOROUGH | PA0043575 | 001 | 875 | 506 | 23 | 1 | 1.0144 | 1.435%
PA | SIG | MAHANOY CITY | PA0070041 | 001 | 2414 | 1502 | 132 | 226 | 1.046 | 4.596%
PA | SIG | MANHEIM BOROUGH AUTHORITY | PA0020893 | 001 | 2422 | 6044 | 23 | 125 | 1.0093 | 0.9314%
PA | SIG | MANSFIELD BOROUGH | PA0021814 | 001 | 1132 | 3348 | 9 | 40 | 1.0063 | 0.6289%
PA | SIG | MARIETTA-DONEGAL JOINT AUTHORITY | PA0021717 | 001 | 3062 | 2007 | 30 | 41 | 1.0077 | 0.7688%
PA | SIG | MARTINSBURG | PA0028347 | 001 | 1290 | 2815 | 15 | 146 | 1.0184 | 1.843%
PA | SIG | MARYSVILLE MUNICIPAL AUTHORITY | PA0021571 | 001 | 126 | 1026 | 4 | 52 | 1.0277 | 2.774%
PA | SIG | MCCONNELLSBURG STP | PA0020508 | 001 | 922 | 4163 | 12 | 149 | 1.0167 | 1.673%
PA | SIG | MECHANICSBURG BOROUGH MUNICIPAL | PA0020885 | 001 | 2774 | 7898 | 56 | 210 | 1.0147 | 1.466%
PA | SIG | MID-CENTRE COUNTY AUTH | PA0110965 | 001 | 955 | 737 | 100 | 89 | 1.0678 | 6.785%
PA | SIG | MIDDLEBURG MUN AUTH | PA0020583 | 001 | 716 | 3393 | 276 | 1069 | 1.1886 | 18.86%
PA | SIG | MIDDLETOWN | PA0020664 | 001 | 3888 | 11765 | 49 | 135 | 1.0075 | 0.7538%
PA | SIG | MIFFLINBURG BOROUGH MUNICIPAL | PA0028461 | 001 | 1820 | 4575 | 59 | 225 | 1.0252 | 2.519%
PA | SIG | MILLERSBURG BOROUGH AUTHORITY | PA0022535 | 001 | 2095 | 2467 | 63 | 147 | 1.0247 | 2.472%
PA | SIG | MILLERSVILLE BOROUGH | PA0026620 | 001 | 1801 | 3783 | 30 | 68 | 1.0109 | 1.089%
PA | SIG | MILTON MUNICIPAL AUTHORITY | PA0020273 | 001 | 2330 | 4878 | 33 | 94 | 1.0103 | 1.035%
PA | SIG | MOSHANNON VALLEY JOINT SANITARY AUTHORITY | PA0037966 | 001 | 2551 | 3996 | 52 | 87 | 1.0133 | 1.329%
PA | SIG | MOUNT JOY | PA0021067 | 001 | 4510 | 6258 | 523 | 1260 | 1.0881 | 8.811%
PA | SIG | MOUNT UNION BOROUGH | PA0020214 | 001 | 1512 | 2612 | 90 | 212 | 1.0423 | 4.231%
PA | SIG | MOUNTAINTOP AREA | PA0045985 | 001 | 4308 | 6807 | 97 | 433 | 1.0236 | 2.364%
PA | SIG | MT. CARMEL MUNICIPAL SEWAGE AUTHORITY | PA0024406 | 001 | 1521 | 751 | 17 | 41 | 1.0115 | 1.155%
PA | SIG | MT. HOLLY SPRINGS BOROUGH AUTHORITY | PA0023183 | 001 | 1325 | 3773 | 27 | 100 | 1.0147 | 1.469%
PA | SIG | NEW CUMBERLAND BOROUGH AUTHORITY | PA0026654 | 001 | 1585 | 4513 | 32 | 120 | 1.0147 | 1.466%
PA | SIG | NEW FREEDOM WTP | PA0043257 | 001 | 4325 | 6299 | 102 | 352 | 1.022 | 2.199%
PA | SIG | NEW HOLLAND BOROUGH AUTHORITY | PA0021890 | 001 | 3729 | 12358 | 95 | 332 | 1.0163 | 1.633%
PA | SIG | NEW OXFORD MUNICIPAL FACILITY | PA0020923 | 001 | 2328 | 5234 | 23 | 92 | 1.0084 | 0.8419%
PA | SIG | NEWBERRY TOWNSHIP | PA0083011 | 001 | 5648 | 7618 | 541 | 821 | 1.0619 | 6.192%
PA | SIG | NEWPORT BORO MUN AUTH | PA0021237 | 001 | 1156 | 1823 | 294 | 365 | 1.1389 | 13.89%
PA | SIG | NEWVILLE BORO WAT & SEW AUTH | PA0046221 | 001 | 1094 | 1774 | 107 | 39 | 1.0437 | 4.372%
PA | SIG | NORTH MIDDLETON AUTH | PA0024384 | 001 | 3237 | 9218 | 66 | 245 | 1.0147 | 1.472%
PA | SIG | NORTHEASTERN YORK COUNTRY | PA0023744 | 001 | 78 | 63 | 4 | 4 | 1.0345 | 3.448%
PA | SIG | NORTHERN LANCASTER CO AUTH | PA0080438 | 001 | 279 | 203 | 25 | 26 | 1.0615 | 6.146%
PA | SIG | NORTHERN LEBANON CO AUTH | PA0080748 | 001 | 1385 | 933 | 32 | 30 | 1.0161 | 1.609%
PA | SIG | NORTHUMBERLAND BOROUGH | PA0020567 | 001 | 2226 | 2197 | 197 | 338 | 1.0659 | 6.589%
PA | SIG | NORTHWESTERN LANCASTER CNTY AUTH | PA0084026 | 001 | 713 | 1780 | 6 | 36 | 1.0088 | 0.8822%
PA | SIG | ORD SEW AUTH | PA0228915 | 001 | 987 | 457 | 24 | 31 | 1.0198 | 1.982%
PA | SIG | PATTON BORO STP | PA0110469 | 001 | 919 | 652 | 11 | 28 | 1.0118 | 1.183%
PA | SIG | PENN TOWNSHIP | PA0037150 | 001 | 5404 | 11388 | 86 | 241 | 1.0115 | 1.149%
PA | SIG | PINE CREEK MUNICIPAL AUTHORITY | PA0027553 | 001 | 674 | 1288 | 278 | 362 | 1.2032 | 20.32%
PA | SIG | PINE GROVE BOROUGH AUTHORITY | PA0020915 | 001 | 996 | 2128 | 13 | 113 | 1.0191 | 1.914%
PA | SIG | PORTER TOWER JOINT MUNICIPAL AUTHORITY | PA0046272 | 001 | 1255 | 368 | 30 | 65 | 1.025 | 2.502%
PA | SIG | QUARRYVILLE STP | PA0028886 | 001 | 1865 | 1797 | 29 | 51 | 1.0121 | 1.214%
PA | SIG | RALPHO TWP MUN AUTH | PA0028738 | 001 | 1337 | 3097 | 158 | 144 | 1.0528 | 5.276%
PA | SIG | ROARING SPRING BOROUGH | PA0020249 | 001 | 1134 | 2162 | 16 | 98 | 1.0169 | 1.693%
PA | SIG | SALISBURY TWP | PA0081574 | 001 | 744 | 1547 | 85 | 267 | 1.0842 | 8.421%
PA | SIG | SAXTON BORO MUN AUTH | PA0025381 | 001 | 706 | 1201 | 15 | 22 | 1.0128 | 1.279%
PA | SIG | SCHUYLKILL CO MA | PA0062201 | 001 | 421 | 935 | 112 | 125 | 1.1228 | 12.28%
PA | SIG | SCRANTON SEWER AUTHORITY | PA0026492 | 001 | 31543 | 56012 | 541 | 1134 | 1.0117 | 1.165%
PA | SIG | SHAMOKIN-COAL TOWNSHIP JOINT SANITARY AUTHORITY | PA0027324 | 001 | 8274 | 9264 | 37 | 39 | 1.0028 | 0.2836%
PA | SIG | SHENANDOAH MUNICIPAL SEWAGE AUTHORITY | PA0070386 | 001 | 3246 | 3044 | 60 | 88 | 1.0136 | 1.359%
PA | SIG | SHICKSHINNY BORO SA | PA0060135 | 001 | 803 | 264 | 46 | 62 | 1.0488 | 4.877%
PA | SIG | SHIPPENSBURG BOROUGH AUTHORITY | PA0030643 | 001 | 5426 | 9518 | 349 | 615 | 1.0402 | 4.025%
PA | SIG | SOUTH MIDDLETON TOWNSHIP MUNICIPAL AUTHORITY | PA0044113 | 001 | 2706 | 7705 | 55 | 205 | 1.0147 | 1.471%
PA | SIG | SPRINGETTSBURY TOWNSHIP | PA0026808 | 001 | 28984 | 58353 | 492 | 635 | 1.0091 | 0.9135%
PA | SIG | SPRINGFIELD TWP SEW AUTH - HOL | PA0086860 | 001 | 255 | 425 | 655 | 1430 | 1.8942 | 89.42%
PA | SIG | ST. JOHNS | PA0046388 | 001 | 18 | 8 | 12 | 35 | 1.5325 | 53.25%
PA | SIG | STEWARTSTOWN BOROUGH | PA0036269 | 001 | 863 | 1030 | 18 | 46 | 1.0179 | 1.788%
PA | SIG | SUNBURY CITY MUNICIPAL AUTHORITY | PA0026557 | 001 | 4864 | 12261 | 54 | 81 | 1.0057 | 0.5658%
PA | SIG | SWATARA TOWNSHIP | PA0026735 | 001 | 10788 | 32640 | 136 | 376 | 1.0076 | 0.7554%
PA | SIG | TIADAGHTON VALLEY MUNI AUTH | PA0234079 | 001 | 2022 | 3236 | 9 | 54 | 1.0057 | 0.5697%
PA | SIG | TOWANDA MUNICIPAL AUTHORITY | PA0034576 | 001 | 1679 | 10538 | 14 | 89 | 1.0052 | 0.5191%
PA | SIG | TREMONT MUNICIPAL AUTHORITY | PA0042951 | 001 | 847 | 963 | 17 | 73 | 1.0231 | 2.309%
PA | SIG | TRI-BORO MUNICIPAL AUTHORITY | PA0023736 | 001 | 1270 | 1739 | 0 | 24 | 1.0029 | 0.2925%
PA | SIG | TROY BORO | PA0028266 | 001 | 610 | 3174 | 21 | 50 | 1.0137 | 1.372%
PA | SIG | TWIN BOROUGHS SANITARY AUTHORITY | PA0023264 | 001 | 1022 | 4111 | 4 | 87 | 1.0088 | 0.8781%
PA | SIG | TYRONE BOROUGH SEWER AUTHORITY | PA0026727 | 001 | 5 | 0 | 9 | 19 | 1.9565 | 95.65%
PA | SIG | UNION TWP STP | PA0024708 | 001 | 899 | 2068 | 34 | 49 | 1.0197 | 1.972%
PA | SIG | UNIVERSITY AREA JOINT AUTHORITY | PA0026239 | 001 | 25529 | 78574 | 908 | 1822 | 1.0181 | 1.812%
PA | SIG | UPPER ALLEN TOWNSHIP | PA0024902 | 001 | 2378 | 6771 | 48 | 180 | 1.0147 | 1.466%
PA | SIG | VALLEY JOINT SEW AUTH | PA0043681 | 001 | 4647 | 10607 | 20 | 108 | 1.0044 | 0.4404%
PA | SIG | WASHINGTON TOWNSHIP MUNICIPAL | PA0080225 | 001 | 4190 | 5208 | 35 | 77 | 1.0066 | 0.664%
PA | SIG | WAYNESBORO BOROUGH | PA0020621 | 001 | 4041 | 5022 | 34 | 74 | 1.0067 | 0.6657%
PA | SIG | WELLSBORO MUNICIPAL AUTHORITY | PA0021687 | 001 | 1653 | 7320 | 132 | 330 | 1.0357 | 3.574%
PA | SIG | WEST BRANCH SA | PA0205869 | 001 | 1963 | 2836 | 517 | 652 | 1.1485 | 14.85%
PA | SIG | WEST EARL SEW AUTH | PA0081949 | 001 | 1686 | 3282 | 47 | 114 | 1.0194 | 1.935%
PA | SIG | WEST HANOVER | PA0085511 | 001 | 1224 | 3705 | 15 | 42 | 1.0074 | 0.7389%
PA | SIG | WESTERN CLINTON COUNTY MUNICIPAL AUTHORITY | PA0043893 | 001 | 1174 | 896 | 651 | 817 | 1.3351 | 33.51%
PA | SIG | WESTFIELD BORO | PA0021881 | 001 | 501 | 747 | 38 | 63 | 1.0492 | 4.918%
PA | SIG | WILLIAMSBURG BOROUGH | PA0021539 | 001 | 660 | 1760 | 14 | 23 | 1.0108 | 1.082%
PA | SIG | WILLIAMSPORT SANITARY AUTHORITY-CENTRAL | PA0027057 | 001 | 16738 | 34796 | 200 | 886 | 1.0112 | 1.121%
PA | SIG | WILLIAMSPORT SANITARY AUTHORITY-WEST | PA0027049 | 001 | 5962 | 12395 | 71 | 315 | 1.0112 | 1.118%
PA | SIG | WILLIAMSTOWN BORO SEW AUTH | PA0021491 | 001 | 900 | 503 | 45 | 103 | 1.0483 | 4.831%
PA | SIG | WRIGHTSVILLE BORO MUN AUTH | PA0023442 | 001 | 1352 | 1189 | 16 | 34 | 1.0102 | 1.024%
PA | SIG | WYOMING VALLEY | PA0026107 | 001 | 72028 | 127901 | 1237 | 2590 | 1.0117 | 1.166%
PA | SIG | YORK CITY | PA0026263 | 001 | 33461 | 67366 | 568 | 733 | 1.0091 | 0.9134%
PA | INSIG | ABBOTTSTOWN-PARADISE JSA | PA0082368 | 001 | 756 | 1699 | 7 | 30 | 1.0082 | 0.8225%
PA | INSIG | ALEXANDRIA BORO PORTER TWP JSA | PA0043443 | 001 | 209 | 95 | 5 | 6 | 1.0191 | 1.912%
PA | INSIG | ARENDTSVILLE MUN AUTH | PA0022233 | 001 | 381 | 309 | 28 | 25 | 1.0476 | 4.763%
PA | INSIG | ATGLEN BOROUGH SEW AUTH | PA0024651 | 001 | 483 | 1348 | 25 | 46 | 1.0267 | 2.67%
PA | INSIG | BEAVERTOWN MUN AUTH | PA0022187 | 001 | 417 | 1124 | 11 | 56 | 1.0236 | 2.363%
PA | INSIG | BEECH CREEK BORO AUTH | PA0024538 | 001 | 364 | 315 | 14 | 14 | 1.0255 | 2.554%
PA | INSIG | BERRYSBURG MUN AUTH | PA0080900 | 001 | 128 | 151 | 19 | 33 | 1.1029 | 10.29%
PA | INSIG | BIGLERVILLE BORO AUTH - BIGLER | PA0022250 | 001 | 534 | 1596 | 12 | 38 | 1.0145 | 1.448%
PA | INSIG | BLOOMFIELD BORO | PA0020478 | 001 | 438 | 1138 | 39 | 96 | 1.0532 | 5.321%
PA | INSIG | BRADY TWP | PA0228435 | 001 | 3 | 1 | 0 | 0 | 1 | 0%
PA | INSIG | BRADY TWP | PA0228311 | 001 | 50 | 0 | 8 | 3 | 1.1139 | 11.39%
PA | INSIG | BROAD TOP TWP - SIX MILE RUN W | PA0088609 | 001 | 236 | 195 | 28 | 29 | 1.0781 | 7.814%
PA | INSIG | CANTON BORO AUTH | PA0024341 | 001 | 939 | 2177 | 88 | 380 | 1.0789 | 7.888%
PA | INSIG | CARROLL VALLEY SEW & WATER AUT | PA0080039 | 001 | 201 | 79 | 4 | 14 | 1.0255 | 2.552%
PA | INSIG | CARROLLTOWN BORO MUN AUTH | PA0111201 | 001 | 391 | 667 | 10 | 25 | 1.019 | 1.904%
PA | INSIG | CASSVILLE WATER & SEWER AUTH | PA0087955 | 001 | 28 | 35 | 11 | 0 | 1.1606 | 16.06%
PA | INSIG | CATAWISSA BORO | PA0022195 | 001 | 777 | 389 | 9 | 18 | 1.011 | 1.1%
PA | INSIG | CENTRE HALL POTTER SEW AUTH | PA0209147 | 001 | 705 | 998 | 49 | 34 | 1.0363 | 3.626%
PA | INSIG | CHRISTIANA BORO | PA0025399 | 001 | 452 | 536 | 22 | 32 | 1.0329 | 3.292%
PA | INSIG | CLAY TWP SUPERVISORS - VILLAGE | PA0081213 | 001 | 197 | 18 | 17 | 16 | 1.0714 | 7.143%
PA | INSIG | CLYMER TWP MUN AUTH | PA0114693 | 001 | 57 | 85 | 4 | 7 | 1.0465 | 4.651%
PA | INSIG | COLUMBIA COUNTY | PA0113107 | 001 | 95 | 173 | 1 | 3 | 1.0084 | 0.8403%
PA | INSIG | CONOY TWP - BAINBRIDGE WWTP | PA0085006 | 001 | 9 | 7 | 0 | 0 | 1 | 0%
PA | INSIG | CONOY TWP - FALMOUTH WWTP | PA0085022 | 001 | 77 | 27 | 1181 | 2990 | 2.5679 | 156.8%
PA | INSIG | CONYNGHAM BORO AUTH | PA0042048 | 001 | 863 | 462 | 47 | 119 | 1.0553 | 5.533%
PA | INSIG | DALTON SEW AUTH | PA0061131 | 001 | 547 | 631 | 356 | 707 | 1.3947 | 39.47%
PA | INSIG | DAUPHIN BORO MUN AUTH | PA0024350 | 001 | 382 | 95 | 12 | 48 | 1.0452 | 4.522%
PA | INSIG | DELTA BORO | PA0085332 | 001 | 121 | 96 | 14 | 37 | 1.1071 | 10.71%
PA | INSIG | DUDLEY-CARBON-COALMONT JMA | PA0246727 | 001 | 153 | 43 | 9 | 6 | 1.0427 | 4.272%
PA | INSIG | DUSHORE SEW AUTH | PA0042722 | 001 | 408 | 1746 | 70 | 193 | 1.0801 | 8.012%
PA | INSIG | EAST BERLIN BORO | PA0021202 | 001 | 766 | 1540 | 10 | 29 | 1.0098 | 0.9804%
PA | INSIG | EAST HANOVER TWP/DAIRY LANE WW | PA0247464 | 001 | 85 | 36 | 17 | 13 | 1.1349 | 13.49%
PA | INSIG | EAST PROVIDENCE TWP MUN AUTH | PA0038733 | 001 | 14 | 324 | 6 | 22 | 1.0622 | 6.223%
PA | INSIG | EAST ST CLAIR TWP MUN AUTH/STO | PA0082732 | 001 | 56 | 20 | 1 | 2 | 1.0177 | 1.774%
PA | INSIG | EAST UNION TWP SEW AUTH | PA0062537 | 001 | 8 | 2273 | 238 | 626 | 1.2817 | 28.17%
PA | INSIG | ELVERSON BORO MUNI AUTH STP | PA0052078 | 001 | 576 | 766 | 20 | 55 | 1.0296 | 2.955%
PA | INSIG | FAIRFIELD MUN AUTH | PA0021776 | 001 | 432 | 171 | 10 | 30 | 1.0273 | 2.727%
PA | INSIG | Freeburg Borough Municipal Authority | PA0023582 | 001 | 271 | 230 | 21 | 50 | 1.0688 | 6.878%
PA | INSIG | GEORGETOWN AREA SEW AUTH | PA0083933 | 001 | 52 | 28 | 21 | 22 | 1.2615 | 26.15%
PA | INSIG | GIRARDVILLE AREA MUN AUTH | PA0063312 | 001 | 840 | 409 | 114 | 113 | 1.0973 | 9.731%
PA | INSIG | GRATZ BORO MUN AUTH | PA0088188 | 001 | 214 | 171 | 18 | 0 | 1.0416 | 4.161%
PA | INSIG | HALIFAX MUN AUTH | PA0024457 | 001 | 581 | 502 | 15 | 10 | 1.0157 | 1.573%
PA | INSIG | HOUTZDALE BOROUGH MUNICIPAL | PA0046159 | 001 | 773 | 1589 | 7 | 16 | 1.006 | 0.6018%
PA | INSIG | HUSTON TWP AUTH | PA0228508 | 001 | 93 | 49 | 249 | 613 | 2.0662 | 106.6%
PA | INSIG | HUSTON TWP SEW AUTH | PA0228346 | 001 | 187 | 161 | 19 | 11 | 1.059 | 5.899%
PA | INSIG | HYNDMAN BOROUGH | PA0020851 | 001 | 439 | 239 | 3 | 0 | 1.0037 | 0.3734%
PA | INSIG | INDIANA CO MUN SERVICES AUTH | PA0218839 | 001 | 36 | 129 | 122 | 143 | 1.7652 | 76.52%
PA | INSIG | KRATZER RUN SEWER AUTH | PA0208647 | 001 | 193 | 183 | 13 | 2 | 1.0338 | 3.377%
PA | INSIG | LAKE MEADE MUN AUTH | PA0045004 | 001 | 1059 | 100 | 7 | 17 | 1.0079 | 0.7922%
PA | INSIG | LEWISBERRY AREA JOINT SEW AUTH | PA0081922 | 001 | 32 | 2 | 219 | 507 | 2.4321 | 143.2%
PA | INSIG | LIVERPOOL MUN AUTH | PA0041581 | 001 | 464 | 504 | 20 | 4 | 1.0212 | 2.124%
PA | INSIG | LOYSVILLE VILLAGE MUN AUTH | PA0043494 | 001 | 81 | 36 | 26 | 0 | 1.1666 | 16.66%
PA | INSIG | MAHAFFEY BORO MUN AUTH | PA0112747 | 001 | 139 | 106 | 6 | 6 | 1.0295 | 2.951%
PA | INSIG | MANNS CHOICE-HARRISON TWP JMA | PA0085243 | 001 | 127 | 35 | 36 | 60 | 1.2362 | 23.62%
PA | INSIG | MAPLETON AREA JOINT MUN AUTH | PA0087513 | 001 | 202 | 145 | 8 | 9 | 1.0284 | 2.837%
PA | INSIG | MARKLESBURG AUTH | PA0086673 | 001 | 49 | 11 | 9 | 0 | 1.1064 | 10.64%
PA | INSIG | MCCLURE MUN AUTH | PA0024627 | 001 | 435 | 346 | 83 | 158 | 1.1489 | 14.89%
PA | INSIG | MERCERSBURG BORO | PA0022179 | 001 | 763 | 1460 | 12 | 1 | 1.0061 | 0.6098%
PA | INSIG | MILL CREEK AREA MUN AUTH | PA0085740 | 001 | 241 | 93 | 11 | 15 | 1.0385 | 3.846%
PA | INSIG | MILLHEIM BORO COUNCIL | PA0114553 | 001 | 330 | 283 | 15 | 0 | 1.0223 | 2.231%
PA | INSIG | MILLVILLE MUN AUTH | PA0024091 | 001 | 423 | 800 | 15 | 14 | 1.0178 | 1.781%
PA | INSIG | MONT ALTO BORO | PA0038130 | 001 | 629 | 248 | 30 | 174 | 1.0806 | 8.062%
PA | INSIG | MONTOUR TWP | PA0209058 | 001 | 402 | 957 | 8 | 21 | 1.0131 | 1.312%
PA | INSIG | MOSCOW SEWER AUTHORITY | PA0061123 | 001 | 789 | 2266 | 76 | 156 | 1.0505 | 5.047%
PA | INSIG | MOUNT GRETNA AUTH | PA0020591 | 001 | 544 | 54 | 25 | 13 | 1.0344 | 3.435%
PA | INSIG | MOUNTAIN TOP AREA MUN AUTH | PA0208728 | 001 | 520 | 346 | 41 | 45 | 1.0561 | 5.614%
PA | INSIG | MUDDY RUN REGIONAL AUTH | PA0228672 | 001 | 21 | 41 | 9 | 0 | 1.1485 | 14.85%
PA | INSIG | MUDDY RUN REGIONAL AUTH | PA0228842 | 001 | 465 | 553 | 14 | 32 | 1.0244 | 2.444%
PA | INSIG | NESCOPECK BORO | PA0020745 | 001 | 765 | 397 | 52 | 120 | 1.0661 | 6.609%
PA | INSIG | NEW BERLIN MUN AUTH | PA0036846 | 001 | 379 | 1473 | 26 | 8 | 1.0197 | 1.968%
PA | INSIG | NEW MORGAN STP | PA0088048 | 001 | 71 | 383 | 6 | 10 | 1.0281 | 2.809%
PA | INSIG | NEWBURG-HOPEWELL JOINT AUTH | PA0080799 | 001 | 163 | 95 | 39 | 27 | 1.1488 | 14.88%
PA | INSIG | ORBISONIA ROCKHILL JMA | PA0021695 | 001 | 421 | 1131 | 9 | 40 | 1.0177 | 1.767%
PA | INSIG | PA DCNR - SHAWNEE STATE PARK | PA0032093 | 001 | 155 | 58 | 0 | 13 | 1.0173 | 1.731%
PA | INSIG | Paradise Township Sewer Authority | PA0083470 | 001 | 365 | 768 | 6 | 13 | 1.0105 | 1.053%
PA | INSIG | Penn Township | PA0228681 | 001 | 64 | 10 | 2904 | 7249 | 2.674 | 167.4%
PA | INSIG | PENN TWP | PA0058572 | 001 | 212 | 38 | 5 | 9 | 1.0239 | 2.385%
PA | INSIG | PENN TWP MUN AUTH - COVE FACIL | PA0084701 | 001 | 47 | 383 | 1 | 19 | 1.0257 | 2.567%
PA | INSIG | PETERSBURG BORO SEW AUTH | PA0111350 | 001 | 172 | 89 | 9 | 0 | 1.0285 | 2.849%
PA | INSIG | PORT MATILDA BORO AUTH | PA0112771 | 001 | 289 | 337 | 175 | 429 | 1.3988 | 39.88%
PA | INSIG | PORT ROYAL MUN AUTH | PA0020648 | 001 | 424 | 480 | 0 | 14 | 1.0054 | 0.5435%
PA | INSIG | POSSUM VALLEY MUN AUTH | PA0081582 | 001 | 492 | 1500 | 18 | 16 | 1.0144 | 1.439%
PA | INSIG | READING TWP MUN AUTH | PA0036889 | 001 | 423 | 55 | 36 | 28 | 1.0666 | 6.657%
PA | INSIG | RINGTOWN SEW AUTH | PA0043044 | 001 | 378 | 1096 | 19 | 58 | 1.032 | 3.195%
PA | INSIG | SHADE GAP AREA JOINT MUN AUTH | PA0084514 | 001 | 60 | 4 | 13 | 0 | 1.1314 | 13.14%
PA | INSIG | SHAMOKIN TWP MUN AUTH | PA0208558 | 001 | 20 | 46 | 2 | 2 | 1.046 | 4.604%
PA | INSIG | SNAKE SPRING TWP MUN AUTH | PA0084077 | 001 | 191 | 875 | 20 | 59 | 1.0494 | 4.935%
PA | INSIG | SOUTH LONDONDERRY TWP MUN AUTH | PA0081311 | 001 | 119 | 11 | 5 | 3 | 1.0323 | 3.229%
PA | INSIG | SOUTH LONDONDERRY TWP MUN AUTH | PA0081302 | 001 | 1066 | 3018 | 29 | 47 | 1.0134 | 1.337%
PA | INSIG | SOUTH WOODBURY TWP | PA0088226 | 001 | 334 | 1299 | 12 | 54 | 1.0242 | 2.42%
PA | INSIG | SPRING BROOK TWP SEW AUTH | PA0062103 | 001 | 482 | 855 | 8 | 17 | 1.0113 | 1.135%
PA | INSIG | SPRING CREEK JOINT SEW AUTH | PA0082279 | 001 | 180 | 68 | 16 | 9 | 1.0599 | 5.995%
PA | INSIG | TERRE HILL BORO | PA0020222 | 001 | 516 | 678 | 9 | 68 | 1.0279 | 2.786%
PA | INSIG | TUNKHANNOCK BORO MUN AUTH | PA0020940 | 001 | 872 | 5611 | 13 | 53 | 1.0068 | 0.6835%
PA | INSIG | TURBOTVILLE BOROUGH | PA0028100 | 001 | 256 | 235 | 24 | 17 | 1.0557 | 5.567%
PA | INSIG | VALLEY TWP MUN AUTH | PA0029068 | 001 | 562 | 3380 | 22 | 22 | 1.0104 | 1.036%
PA | INSIG | WALLACETON BOGGS MUN AUTH | PA0228192 | 001 | 161 | 65 | 2 | 11 | 1.021 | 2.098%
PA | INSIG | WARRIOR RUN SCHOOL DISTRICT | PA0111741 | 001 | 49 | 45 | 4 | 3 | 1.0492 | 4.922%
PA | INSIG | WASHINGTON TWP MUN AUTH - LOYA | PA0086185 | 001 | 72 | 8 | 30 | 44 | 1.3313 | 33.13%
PA | INSIG | WESTOVER BORO | PA0228737 | 001 | 108 | 40 | 14 | 0 | 1.0725 | 7.254%
PA | INSIG | WICONISCO TWP | PA0084697 | 001 | 367 | 31 | 26 | 76 | 1.0889 | 8.888%
PA | INSIG | WOOD-BROAD TOP-WELLS JMA | PA0085073 | 001 | 77 | 61 | 13 | 0 | 1.082 | 8.197%
PA | INSIG | YORK HAVEN SEWER AUTH | PA0081566 | 001 | 312 | 45 | 41 | 54 | 1.1144 | 11.44%
PA | INSIG | YORK SPRINGS MUN AUTH | PA0043567 | 001 | 373 | 155 | 43 | 92 | 1.1094 | 10.94%
VA | SIG | ALEXANDRIA | VA0025160 | 001 | 119423 | 238350 | 10112 | 25830 | 1.0582 | 5.822%
VA | SIG | AQUIA | VA0060968 | 001 | 17657 | 35242 | 1495 | 3819 | 1.0582 | 5.822%
VA | SIG | ARLINGTON | VA0025143 | 001 | 83689 | 167031 | 7086 | 18101 | 1.0582 | 5.822%
VA | SIG | ASHLAND | VA0024899 | 001 | 4055 | 8916 | 275 | 468 | 1.038 | 3.796%
VA | SIG | BROAD RUN WRF | VA0091383 | 001 | 14786 | 29511 | 1252 | 3198 | 1.0582 | 5.822%
VA | SIG | CAROLINE COUNTY REGIONAL | VA0073504 | 001 | 0 | 0 | 27 | 26 | 2.8419 | 184.2% | Low data quality, use county based pop factor
VA | SIG | COLONIAL BEACH | VA0026409 | 001 | 3485 | 1200 | 33 | 42 | 1.0081 | 0.8055%
VA | SIG | DAHLGREN (DAHLGREN SANITARY DISTRICT) | VA0026514 | 001 | 1376 | 4606 | 214 | 281 | 1.063 | 6.301%
VA | SIG | DOSWELL | VA0029521 | 001 | 718 | 1580 | 48 | 83 | 1.0376 | 3.764%
VA | SIG | FALLING CREEK | VA0024996 | 001 | 24031 | 52838 | 1633 | 2775 | 1.038 | 3.802%
VA | SIG | FMC | VA0068110 | 001 | 8715 | 17394 | 737 | 1885 | 1.0582 | 5.818%
VA | SIG | FREDERICKSBURG | VA0025127 | 001 | 11259 | 22472 | 953 | 2435 | 1.0582 | 5.821%
VA | SIG | H.L. MOONEY | VA0025101 | 001 | 50517 | 100825 | 4277 | 10926 | 1.0582 | 5.822%
VA | SIG | HENRICO COUNTY | VA0063690 | 001 | 103881 | 228403 | 7059 | 11997 | 1.038 | 3.802%
VA | SIG | HOPEWELL | VA0066630 | 001 | 63230 | 139024 | 4297 | 7302 | 1.038 | 3.802%
VA | SIG | LEESBURG | VA0092282 | 001 | 14939 | 29816 | 1264 | 3231 | 1.0582 | 5.82%
VA | SIG | LITTLE FALLS RUN | VA0076392 | 001 | 11649 | 23250 | 986 | 2519 | 1.0582 | 5.82%
VA | SIG | Marshall WWTP | VA0031763 | 001 | 577 | 1159 | 139 | 88 | 1.1033 | 10.33%
VA | SIG | MASSAPONAX | VA0025658 | 001 | 24049 | 47999 | 2036 | 5201 | 1.0582 | 5.821%
VA | SIG | NOMAN M. COLE JR. POLLUTION CONTROL PLANT | VA0025364 | 001 | 134779 | 268997 | 11412 | 29151 | 1.0582 | 5.822%
VA | SIG | PROCTORS CREEK | VA0060194 | 001 | 35804 | 78722 | 2433 | 4135 | 1.038 | 3.802%
VA | SIG | PURCELLVILLE | VA0022802 | 001 | 2492 | 5768 | 68 | 380 | 1.028 | 2.796%
VA | SIG | REMINGTON REGIONAL | VA0076805 | 001 | 806 | 873 | 219 | 123 | 1.1407 | 14.07%
VA | SIG | RICHMOND | VA0063177 | 001 | 142651 | 313647 | 9694 | 16475 | 1.038 | 3.802%
VA | SIG | ROUND HILL WWTP | VA0026212 | 001 | 932 | 444 | 1446 | 270 | 1.6293 | 62.93%
VA | SIG | SOUTH CENTRAL | VA0025437 | 001 | 32386 | 71207 | 2201 | 3740 | 1.038 | 3.802%
VA | SIG | UPPER OCCOQUAN SEWAGE AUTHORITY | VA0024988 | 001 | 117175 | 233863 | 9921 | 25344 | 1.0582 | 5.822%
VA | SIG | Vint Hill Farms Station WWTP | VA0020460 | 001 | 873 | 2258 | 145 | 119 | 1.0679 | 6.793%
VA | SIG | WARRENTON | VA0021172 | 001 | 3991 | 15243 | 124 | 136 | 1.0114 | 1.136%
VA | SIG | WILDERNESS SHORES | VA0083411 | 001 | 4058 | 1598 | 220 | 115 | 1.0364 | 3.639%
VA | INSIG | Dutoy Creek WWTP | VA0090727 | 001 | 436 | 960 | 29 | 50 | 1.0374 | 3.741%
VA | INSIG | Fighting Creek WWTF | VA0089206 | 001 | 174 | 384 | 11 | 20 | 1.0363 | 3.628%
VA | INSIG | LCSA - Saint Louis Community | VA0062189 | 001 | 16 | 0 | 29 | 52 | 1.9361 | 93.61%
VA | INSIG | Middleburg Wastewater Treatment Plant | VA0024775 | 001 | 414 | 1747 | 18 | 457 | 1.1021 | 10.21%
VA | INSIG | Waterford Sewage Treatment Plant | VA0060500 | 001 | 41 | 60 | 13 | 32 | 1.2196 | 21.96%
WV | SIG | BERKELEY COUNTY PSSD | WV0082759 | 003 | 540 | 2599 | 41 | 115 | 1.0341 | 3.408%
WV | SIG | BERKELEY COUNTY PSSD | WV0082759 | 001 | 3837 | 9835 | 55 | 30 | 1.0056 | 0.5628%
WV | SIG | CHARLES TOWN | WV0022349 | 001 | 3853 | 10240 | 254 | 67 | 1.023 | 2.305%
WV | SIG | MARTINSBURG | WV0023167 | 001 | 6774 | 17360 | 98 | 54 | 1.0057 | 0.569%
WV | SIG | SHEPHERDSTOWN | WV0024775 | 001 | 887 | 3274 | 19 | 39 | 1.01 | 0.9971%
WV | SIG | WARM SPRINGS PSD | WV0027707 | 001 | 844 | 2249 | 8 | 0 | 1.0031 | 0.3054%
WV | INSIG | BCPSSD Marlowe Town Center | WV0105791 | 001 | 47 | 1 | 7 | 3 | 1.1073 | 10.73%
WV | INSIG | Berkeley Co PSSD Ghant MHP | WVG550858 | 001 | 12 | 0 | 0 | 0 | 1 | 0%
WV | INSIG | BERKELEY COUNTY PSSD | WVG551294 | 001 | 224 | 39 | 18 | 29 | 1.0758 | 7.577%
WV | INSIG | BERKELEY COUNTY PSSD | WV0105830 | 001 | 231 | 8 | 23 | 17 | 1.0794 | 7.937%
WV | INSIG | Berkeley County PSSD (Northbrook WWTP) | WVG551199 | 001 | 53 | 0 | 32 | 2 | 1.3409 | 34.09%
WV | INSIG | FALLING WATERS ESTATES | WVG550132 | 001 | 16 | 7 | 4 | 7 | 1.2045 | 20.45%
WV | INSIG | HARPERS FERRY-BOLIVAR PSD | WV0039136 | 001 | 753 | 604 | 2 | 5 | 1.0025 | 0.2543%
WV | INSIG | MOUNTAIN TOP PSD | WV0101524 | 002 | 14 | 0 | 10 | 26 | 1.6005 | 60.05%
WV | INSIG | The Corners at Arden WWTP | WVG550966 | 001 | 45 | 10 | 0 | 15 | 1.07 | 7.004%
WV | INSIG | WARM SPRINGS PSD | WV0027707 | 002 | 129 | 15 | 8 | 0 | 1.0387 | 3.874%
WV | INSIG | WILLOW SPRINGS PSC | WV0086452 | 001 | 350 | 931 | 23 | 6 | 1.0229 | 2.294%
Housing numbers and Employment numbers represent the total housing and jobs served by each WWTP. The 2025 increases represent additional housing and jobs served by each plant from 2010 – 2025 accounting for both infill and greenfield development according to the Historic Trends scenario. Peter Claggett's message is attached on next tab for more details about this GIS data analysis.
Since more work is needed to improve this GIS analysis, some results are not in good quality. There are many plants with population increase projections greater than 100% from 2016 to 2025, which are highlighted. Three of the estimates are not used because they are extremly high, but with no or small population numbers.

## Peter's email
From: Peter Claggett
Sent: Tuesday, February 27, 2018 12:02 PM
To: Ning Zhou <nzhou@chesapeakebay.net>
Cc: Jeff Sweeney <JSweeney@chesapeakebay.net>; Matt Johnston <mjohnston@chesapeakebay.net>
Subject: Growth on Wastewater Treatment Plants
Ning,
Sorry for the long wait and thanks for being patient. I’ve finally finished my analysis of housing and employment on Wastewater Treatment Plants. Attached is file with the data. The attributes wTHU10 and wEMP10 represent the total housing and jobs served by each NPDES point in 2010 and wTHU25 and wEMP25 represent additional housing and jobs served by each point from 2013 – 2025 accounting for both infill and greenfield development according to our Historic Trends scenario.
This analysis was much more complicated than I had originally presumed and took scripting in both Python and R to accomplish. I’m in the process of writing up the methods for repeatability but the attached PDF graphic illustrates what I believe is the biggest issue with this analysis. Note the three NPDES discharge points within Jefferson county and the various unique sewer service areas (colored polygons). I used contiguity as the way to define unique service areas but often single service areas are represented spatially by disconnected polygons. The challenge is determining which polygons to associate with which NPDES pts. I associated these points to the “nearest” contiguous service area polygon using a 1.5 mile proximity to define “near”. Visually- it seems apparent that the green and blue areas should be connected but what about all of the other fragments? This issue was apparent to me back in 2007 and we had someone from MDP working to resolve it manually but he was fired before he could complete his work. To improve this analysis, someone on the Wastewater Workgroup or a contractor should resolve this issue by assigning the appropriate NPDES permit # to all service area polygons.
- Peter
Peter R. Claggett
Research Geographer
Eastern Geographic Science Center
U.S. Geological Survey
410 Severn Avenue, Suite 112
Annapolis, Maryland 21403
Desk# 410-267-5771
Cell# 443-370-5724
pclagget@chesapeakebay.net
pclaggett@usgs.gov